## All parts
Appendix II SGT-800 spare parts list
Manufacturer | Material desc. | Model/Type | Material/drawing number | Serial/ID number | HG (if any) | SMST (if any) | Pos | Quantity | Remarks 1 | Remarks 2 | Remarks 3 | Remarks 4 | Remarks 5
Flender Graffenstaden | Bearing for Generator Gearbox | B220-02S203 | 7000284637/40 | N/A | N/A | N/A | N/A | 1 | 13231289/40 | N/A | N/A | N/A | N/A
Flender Graffenstaden | Bearing for Generator Gearbox | B210-02S202 | 7000284637/30 | N/A | N/A | N/A | N/A | 1 | 13231289/30 | N/A | N/A | N/A | N/A
GTS Generator | Bearing Shell with Hydrostatic | W-ZCQ 28-335 | ER122359 | N/A | N/A | N/A | N/A | 1 | 7000089624 0001 | EA008184S01A151 | N/A | N/A | N/A
GTS Generator | Bearing Shell with Hydrostatic | W-ZCQ 28-335 | ER120829 | N/A | N/A | N/A | N/A | 1 | 7000089624 0002 | EA008184S01A151 | N/A | N/A | N/A
Siemens | Inner ring (GT) | N/A | 2420495-A | N/A | N/A | N/A | N/A | 1 | EA036768Z00A11BIL | N/A | N/A | N/A | N/A
Siemens | Bearing for Generator | N/A | N/A | N/A | N/A | N/A | N/A | 2 | N/A | N/A | N/A | N/A | N/A
Siemens | Combustion Chamber (reco) | N/A | 2425463-REP | N/A | N/A | N/A | N/A | 1 | N/A | N/A | N/A | N/A | N/A
Siemens | Resistance Thermometer | N/A | ER119889/4 | N/A | N/A | N/A | N/A | 1 | N/A | EA097329Z00A15BIL | N/A | N/A | N/A
Siemens | Chamber Seal | N/A | N/A | N/A | N/A | N/A | N/A | 1 | N/A | EA097329Z00A15BIL | N/A | N/A | N/A
Siemens | Chamber Seal | N/A | ER120534 | N/A | N/A | N/A | N/A | 2 | N/A | EA097329Z00A15BIL | N/A | N/A | N/A
Metso | Exhaust gas recirculation valve | N/A | N/A | N/A | N/A | N/A | N/A | 2 | M99926007401 | Butterfly valve | N/A | N/A | N/A
Siemens | Voltage Transformer Arteche | N/A | E1A1308197/UCJ-24REL11000 | N/A | N/A | N/A | N/A | N/A | N/A | N/A | N/A | N/A | N/A
GTS Holding | Main gas valve | N/A | N/A | N/A | N/A | N/A | N/A | 1 | EP 305 | DIN 3443 Form A | DN 100 | N/A | N/A
N/A | Ball Valve 4" | N/A | 1CS42875-2 | N/A | N/A | N/A | N/A | 3 | 4570069713 | EP305 | DIN100 | N/A | N/A
N/A | Fan Wheel | N/A | 2037001-1 | N/A | N/A | N/A | 10 | 1 | N/A | N/A | N/A | N/A | N/A
N/A | Pipe spark ign., assy | N/A | 2423773-A | N/A | 9850 | 2421813-C | 22 | 1 | N/A | N/A | N/A | N/A | N/A
N/A | Spark Plug | N/A | 2427840-1 | N/A | N/A | N/A | N/A | 4 | HEI/124 IGNITER ASSY | L=635MM | S26953-0635 | N/A | N/A
N/A | Temperature Sensor | N/A | 2420908-1 | N/A | 9850 | 2421813-C | 14 | 1 | N/A | N/A | N/A | N/A | N/A
SKF | Fixed bearing unit | N/A | FLBU25 | N/A | N/A | N/A | N/A | N/A | N/A | N/A | N/A | N/A | N/A
Schniewind | Threated heating Body | ERCH/III/38 | N/A | N/A | N/A | N/A | N/A | N/A | 10000061398 | 111723 | N/A | N/A | N/A
Schniewind | Threated heating Body | ERCH/III/38 | 066283 | N/A | N/A | N/A | N/A | N/A | N/A | N/A | N/A | N/A | N/A
Schniewind | Threated heating Body | ERCH/III/38 | 111723 | N/A | N/A | N/A | N/A | N/A | N/A | N/A | N/A | N/A | N/A
N/A | Teperature sensor Turbine stator | N/A | 2420906-1 | N/A | N/A | N/A | N/A | 5 | 5803093-001 | 06512076 | N/A | N/A | N/A
N/A | Teperature sensor Turbine stator | N/A | 2420906-4 | N/A | 9850 | N/A | 110 | 1 | 5803093-001 | 06512063 | N/A | N/A | N/A
N/A | Temperature Sensor | N/A | 51082859-1 | N/A | 9850 | 2421813-C | 5 | 2 | N/A | N/A | N/A | N/A | N/A
N/A | PT100-sensor | N/A | 3820537-36 | N/A | 9830 | 1CS61420-C | 6 | 4 | N/A | N/A | N/A | N/A | N/A
KE BURGMANN | Compensator Seal | N/A | 1CS44478-1 | N/A | 9830 | 1CS61409-C | 10 | 2 | 4570072772/PO | 72772 | Filter element | N/A | N/A
Air Torque | Pneumatic actuator | AT251U S12A | N/A | 15138564 | N/A | N/A | N/A | 2 | IEC 61508 | N/A | N/A | N/A | N/A
N/A | Chamber Seal | MKD 28-355 IP55 (GTW) | 120533 | N/A | N/A | N/A | N/A | N/A | N/A | N/A | N/A | N/A | N/A
N/A | Chamber Seal | MKD 28-355 IP55 (GTW) | 120534 | N/A | N/A | N/A | N/A | N/A | N/A | N/A | N/A | N/A | N/A
N/A | Chamber Seal | N/A | N/A | N/A | N/A | N/A | N/A | N/A | DIA (out) 355,01 | DIA (inner) 355,365 | N/A | N/A | N/A
N/A | Seal element | N/A | N/A | N/A | N/A | N/A | N/A | N/A | N/A | N/A | N/A | N/A | N/A
N/A | Seal element | N/A | N/A | N/A | N/A | N/A | N/A | N/A | 6.100.645 | N/A | N/A | N/A | N/A
KUHME Armaturen GmbH | Spring | KVH DN"3 | 001.2648.00.11 | N/A | N/A | N/A | N/A | 4 | 14185 | 30.70 | N/A | N/A | N/A
Bently Nevada | Tachometer | N/A | N/A | 006228 | N/A | N/A | N/A | 1 | MOD 159434-02 | 3500/50 | 500053408 | 133442-01 | 06I002GZ
Bently Nevada | Keyphasor Module | N/A | 1CSA8729-1-ERS B/N | 006731 | N/A | N/A | N/A | 1 | Bentlys no 149369-01 | 3500/25 utokad | S/O 88003821 | L/I 7000 | N/A
Bently Nevada | Com Gateway | N/A | 1CSA9404-1 | 006226 | N/A | N/A | 80 | 1 | N/A | 3500/92 | S/O 210179 | L/I 8000 | N/A
Bently Nevada | Digital Outpt Modul | N/A | 1CSA8730-1 | N/A | N/A | N/A | N/A | 1 | 149992-01 | N/A | N/A | N/A | N/A
Bently Nevada | Dynamic Pressure I/O Module | N/A | 1CSA9403-1 | N/A | N/A | N/A | 50 | 1 | N/A | 3500/64 | S/O 210601 | L/I 5000 | N/A
Bently Nevada | I/O Module | N/A | 1CSA9403-1 | N/A | 9840 | 1CS57137-AH | 9 | 1 | B005731L1-000470 | N/A | N/A | N/A | N/A
Bently Nevada | Relais Module | N/A | 1CSA9405-1 | 006225 | N/A | N/A | 80 | 1 | N/A | 3500/33 | S/O 205291 | L/I 8000 | N/A
Bently Nevada | I/O Module | N/A | 1CSA9401-1 | 006732 | N/A | N/A | 20 | 1 | N/A | 3500/25 | S/O 412956 | L/I 2000 | N/A
Bently Nevada | Rack Interface Module | N/A | N/A | 006223 | N/A | N/A | N/A | 1 | N/A | 3500/20 | S/O 260469 | L/I 5000 | N/A
Bently Nevada | Dynamic Pressure I/O Module | N/A | 1CSA9403-1 | 006224 | 9840 | 1CS52279-A | 2 | 1 | B005731L1-000400 | 3500/64 | S/O 210601 | L/I 5000 | N/A
Bently Nevada | Overspeed Dedection Module | N/A | 1CSA9390-1 | 006222 | N/A | N/A | N/A | 1 | N/A | 3500/53 | S/O 252648 | L/I 20000 | N/A
Bently Nevada | Proximitor Seismic Monitor | N/A | N/A | N/A | N/A | N/A | N/A | 1 | N/A | 3500/42 | S/O 209014 | L/I 3000 | N/A
Bently Nevada | Communication Gateway | N/A | N/A | N/A | N/A | N/A | N/A | 1 | N/A | 3500/92 | S/O 212916 | L/I 1000 | N/A
Bently Nevada | Tachometer Module PWA | N/A | 1CSA9442-1 | N/A | N/A | N/A | N/A | 1 | Bentlys no 133388-02 | 3500/50 | S/O 88003820 | L/I 6000 | MOD 159434-01
Bently Nevada | Measuring Module | N/A | 1CSA8740-1 | N/A | 9840 | 1CS57137-AH | 10 | 1 | N/A | 3500/64 | S/O 200505 | L/I 3000 | N/A
Bently Nevada | Dynamic Pressure Monitor | N/A | 1CSA8740-1 | 006216 | N/A | N/A | 60 | 1 | N/A | 3500/64 | S/O 213927 | L/I 6000 | N/A
Bently Nevada | Dynamic Pressure Monitor | N/A | 1CSA8740-1 | 006216 | N/A | N/A | 20 | 1 | N/A | 3500/64 | S/O 260469 | L/I 2000 | N/A
Bently Nevada | Proximitor/Seismic Monitor | N/A | 1CSA9388-1 | 006215 | N/A | N/A | 30 | 1 | N/A | 3500/42 | S/O 209014 | L/I 3000 | N/A
Bently Nevada | PLC Modular Processor | N/A | N/A | N/A | N/A | N/A | N/A | 1 | N/A | 3500/33 | S/O 529835 | L/I 1000 | N/A
Bently Nevada | Dynamic Pressure Module | N/A | 1CSA8740-1 | N/A | N/A | N/A | 60 | 1 | N/A | 3500/64 | S/O 213927 | L/I 6000 | N/A
Bently Nevada | Proximitor/Seismic Monitor | N/A | 1CSA9388-1 | 006215 | N/A | N/A | 40 | 1 | N/A | 3500/42 | S/O 260469 | L/I 4000 | N/A
Bently Nevada | Rack Interface Module | N/A | 1CSA9385-1 | 006217 | 9840 | 1CS57137-AH | 13 | 1 | N/A | 3500/20 | S/O 203169 | L/I 3000 | N/A
Bently Nevada | AC Power Supply | N/A | N/A | 006221 | N/A | N/A | N/A | 1 | N/A | 3500/15 | N/A | N/A | N/A
Bently Nevada | Power Supply Unit | N/A | 1CSA9415-1 | N/A | 9840 | 1CS57137-AH | N/A | 1 | B005731L1-000440 | 3500/15 | S/O 213927 | L/I 17000 | N/A
Bently Nevada | Dynamic Pressure Monitor | N/A | 1CSA8740-1 | 006216 | 9840 | 1CS52279-A | 1 | 1 | B005731L1-000395 | 3500/64 | S/O 212913 | L/I 1000 | N/A
BASI Instrument AB | Pulse Repeater | BPLR255-22320 | N/A | 006248 | N/A | N/A | N/A | 1 | PLR255-2232OB | SN 171199 | N/A | N/A | N/A
GM International | Parametric Interface | N/A | PPC1092 | N/A | N/A | N/A | N/A | N/A | N/A | N/A | N/A | N/A | N/A
Phoenix Contact | Stromsignale | MCR-SL-1CLP-I-I-004kV | N/A | 006237 | N/A | N/A | N/A | N/A | N/A | N/A | N/A | N/A | N/A
Phoenix Contact | Temperaturmessumformer | D1072D | N/A | 006321 | N/A | N/A | N/A | 2 | MCR-SL-1CLP-I-I-004kV | N/A | N/A | N/A | N/A
GTE | Start stop button | N/A | E1B100343967 | N/A | N/A | N/A | N/A | 1 | N/A | N/A | N/A | N/A | N/A
Bently Nevada | COM Getaway Module | N/A | N/A | 006219 | N/A | N/A | N/A | 1 | N/A | 3500/92 | S/O 260469 | L/I 1000 | N/A
Bently Nevada | COM Getaway Module | N/A | 1CSA8732-1 | 006219 | N/A | N/A | N/A | 1 | N/A | 3500/92 | S/O 210179 | L/I 2000 | N/A
Bently Nevada | N/A | N/A | N/A | N/A | N/A | N/A | N/A | 1 | N/A | N/A | N/A | N/A | N/A
Bently Nevada | Tachometer Modul | N/A | N/A | 006218 | N/A | N/A | N/A | 1 | MOD 159434-02 | 3500/50 | 500053409 | N/A | N/A
Bently Nevada | I/O Module | N/A | 1CSA9395-1 | N/A | 9840 | 1CS57137-AH | 80 | 1 | N/A | 3500/42 | S/O 213927 | L/I 8000 | N/A
Bently Nevada | COM Getaway Module | N/A | 1CSA9404-1 | 006226 | N/A | N/A | 130 | 1 | N/A | 3500/92 | S/O 213927 | L/I 13000 | N/A
Bently Nevada | I/O Module | N/A | 1CSA9403-1 | N/A | 9840 | 1CS52279-A | 120 | 1 | N/A | 3500/64 | S/O 213927 | L/I 12000 | N/A
Bently Nevada | I/O Module | N/A | 1CSA9404-1 | N/A | 9840 | 1CS57137-AA | 2 | 1 | N/A | 3500/92 | S/O 212916 | L/I 2000 | N/A
Bently Nevada | Proximitor/Seismic Monitor | N/A | 1CSA9395-1 | N/A | N/A | N/A | 80 | 1 | N/A | 3500/42 | S/O 213927 | L/I 8000 | N/A
Bently Nevada | Enhanced Keyphasor Module | N/A | N/A | N/A | N/A | N/A | N/A | 1 | N/A | 3500/25 | S/O 529835 | L/I 2000 | N/A
Bently Nevada | Enhanced Keyphasor Module | N/A | 1CSA8729-1-ERS B/N | N/A | N/A | N/A | N/A | 1 | Bentlys no 149369-01 | 3500/25 | N/A | N/A | N/A
Bently Nevada | Tachometer Module PWA | N/A | N/A | N/A | N/A | N/A | 20 | 1 | N/A | 3500/50-01 | S/O 196142 | L/I 2000 | N/A
Bently Nevada | 16-Channel Relay Module | N/A | 1CSA9405-1 | N/A | N/A | N/A | 140 | 1 | N/A | 3500/33 | S/O 213927 | L/I 14000 | N/A
Bently Nevada | Dynamic pressure monitor | N/A | 1CSA9403-1 | N/A | N/A | N/A | 120 | 1 | N/A | 3500/64 | S/O 213927 | L/I 12000 | N/A
Bently Nevada | I/O Module | N/A | 1CSA9404-1 | N/A | 9840 | 1CSA57137-AH | 5 | 1 | N/A | N/A | N/A | N/A | N/A
Bently Nevada | I/O Module | N/A | 1CSA9390-1 | N/A | 9840 | 1CSA57137-AH | 8 | 1 | N/A | N/A | N/A | N/A | N/A
Bently Nevada | Control System Module | N/A | 1CSA9393-1 | N/A | 9840 | 1CSA57137-AH | 12 | 1 | N/A | 3500/20 | S/O 188315 | L/I 11000 | N/A
Bently Nevada | Overspeed Protection Control Card | N/A | N/A | N/A | N/A | N/A | N/A | 1 | MOD 159652-01 | N/A | N/A | N/A | N/A
Bently Nevada | Overspeed Protection Control Card | N/A | N/A | N/A | N/A | N/A | N/A | 1 | MOD 159652-01 | Defect | N/A | N/A | N/A
Bently Nevada | Communication Gateway | N/A | N/A | N/A | N/A | N/A | N/A | 1 | N/A | 3500/92 | S/O 212916 | L/I 1000 | N/A
Bently Nevada | Electronic Overspeed Detection System | N/A | N/A | N/A | N/A | N/A | N/A | 1 | N/A | 3500/53 | S/O 213927 | L/I 7000 | N/A
Bently Nevada | Tachometer Module | N/A | N/A | N/A | N/A | N/A | N/A | 1 | N/A | 3500/50 | N/A | N/A | N/A
Bently Nevada | Dynamic pressure monitor | N/A | 1CSA8740-1 | N/A | N/A | N/A | 60 | 1 | N/A | 3500/64 | S/O 213927 | L/I 6000 | N/A
Bently Nevada | Proximitor/Seismic Monitor | N/A | N/A | N/A | N/A | N/A | N/A | 1 | N/A | 3500/42 | S/O 209014 | L/I 3000 | N/A
Bently Nevada | Interface Module | N/A | 1CSA9385-1 | N/A | N/A | N/A | 40 | 1 | N/A | 3500/20 | S/O 210179 | L/I 4000 | N/A
Parker | Solenoid vale | N/A | N/A | N/A | N/A | N/A | N/A | 2 | 341N41 | 7341NAKBJNM0 | N/A | N/A | N/A
Axel Larsson Maskinaffar AB | Valve | N/A | N/A | 9662784C2F1 | N/A | N/A | 60-2038753-2-457006953 | 1 | Replacement for: MBQ20AA205 | N/A | N/A | N/A | N/A
Minimax | Fire Extinguisher System | N/A | N/A | 885738 | N/A | N/A | N/A | 1 | N/A | N/A | N/A | N/A | N/A
Metso Automation | Limit Switch | ND9100/K05 | N/A | SO540077002ASE | N/A | N/A | N/A | 1 | PH06500367 | N/A | N/A | N/A | N/A
Herion | Pneumatic valve | N/A | N/A | A6434 | N/A | N/A | N/A | 1 | 8026670 | N/A | N/A | N/A | N/A
ABB | RUSB-02 USB DDCS Adapter | N/A | N/A | N/A | N/A | N/A | 212/2201830494 | 1 | 0001076581/0010 | 3AUA0000040000 | N/A | N/A | N/A
Ferraz Schawmut | Fuse Link | 690V 1250A | PC33UD69V1250PA | N/A | N/A | N/A | N/A | 3 | 64786512 | N/A | N/A | N/A | N/A
Ferraz Schawmut | Fuse Link | 690V 1250A | PC33UD69V1250PA | N/A | N/A | N/A | N/A | 2 | 64786512 | N/A | N/A | N/A | N/A
Ferraz Schawmut | Fuse Link | 690V 1250A | PC33UD69V1250PA | N/A | N/A | N/A | N/A | 3 | 64786512 | N/A | N/A | N/A | N/A
Cooper Bussmann | Typower Zilox | 170M4417 | N/A | N/A | N/A | N/A | N/A | 3 | N/A | 700A | 690 V | 1BN/50 AR UC | 24988535
Cooper Bussmann | Fuse | 170M4467-ABB | N/A | N/A | N/A | N/A | N/A | 3 | 64720066 | 700A | 690 V | 1BN/50 | N/A
Cooper Bussmann | Screwfuse | 170M4417 | PC31UD69V700 | N/A | N/A | N/A | N/A | 3 | 64607383 | 700A | 690 V | 1BN/50 | N/A
Cooper Bussmann | Fuse | 170M4467-ABB | PC31UD69V700TF | N/A | N/A | N/A | N/A | 3 | 64720066 | 700A | 690 V | 1BN/50 | N/A
Cooper Bussmann | Typower Zilox | 170M4417 | N/A | N/A | N/A | N/A | N/A | 3 | N/A | 700A | 690 V | 1BN/50 AR UC | N/A
N/A | Wire Set | N/A | ACS800-104-XXXX-3/5/7 | N/A | N/A | N/A | N/A | 1 | 68692172 | N/A | N/A | N/A | N/A
Cooper Bussmann | Fuse | C14G10 | N/A | N/A | N/A | N/A | N/A | N/A | 64710842 | N/A | N/A | N/A | N/A
Cooper Bussmann | Fuse | C14G20 | N/A | N/A | N/A | N/A | N/A | 3 | 64710851 | N/A | N/A | N/A | N/A
Ferraz Schawmut | Fuse | FR10GR69V1 | N/A | N/A | N/A | N/A | N/A | 5 | 10004918 | N/A | N/A | N/A | N/A
ABB | Capacitor | MKP C4BSTBX3470ZAFJ | 7154500774 | N/A | N/A | N/A | N/A | N/A | 68258600 | N/A | N/A | N/A | N/A
ABB | Capacitor | MKP C4BSTBX3470ZAFJ | 7154500768 | N/A | N/A | N/A | N/A | N/A | 68258600 | N/A | N/A | N/A | N/A
ABB | Capacitor | MKP C4BSTBX3470ZAFJ | 7154500773 | N/A | N/A | N/A | N/A | N/A | 68258600 | N/A | N/A | N/A | N/A
ABB | Capacitor | MKP C4BSTBX3470ZAFJ | 7154500777 | N/A | N/A | N/A | N/A | N/A | 68258600 | N/A | N/A | N/A | N/A
ABB | Capacitor | MKP C4BSTBX3470ZAFJ | 7154500776 | N/A | N/A | N/A | N/A | N/A | 68258600 | N/A | N/A | N/A | N/A
ABB | Capacitor | MKP C4BSTBX3470ZAFJ | 7154500775 | N/A | N/A | N/A | N/A | N/A | 68258600 | N/A | N/A | N/A | N/A
ABB | Capacitor | MKP C4BSTBX3470ZAFJ | 7154500779 | N/A | N/A | N/A | N/A | N/A | 68258600 | N/A | N/A | N/A | N/A
ABB | Capacitor | MKP C4BSTBX3470ZAFJ | 7154500758 | N/A | N/A | N/A | N/A | N/A | 68258600 | N/A | N/A | N/A | N/A
ABB | Capacitor | MKP C4BSTBX3470ZAFJ | 7154500767 | N/A | N/A | N/A | N/A | N/A | 68258600 | N/A | N/A | N/A | N/A
ABB | Capacitor | MKP C4BSTBX3470ZAFJ | 7154500771 | N/A | N/A | N/A | N/A | N/A | 68258600 | N/A | N/A | N/A | N/A
ABB | Capacitor | MKP C4BSTBX3470ZAFJ | 7154500759 | N/A | N/A | N/A | N/A | N/A | 68258600 | N/A | N/A | N/A | N/A
ABB | Capacitor | MKP C4BSTBX3470ZAFJ | 7154500778 | N/A | N/A | N/A | N/A | N/A | 68258600 | N/A | N/A | N/A | N/A
ABB | Current Controller | DSSB-01C | 1071004542 | N/A | N/A | N/A | N/A | 1 | 68300746C | 64673513C | N/A | N/A | N/A
ABB | Channel Branching Unit | APBU-44C | 64688391 C | N/A | N/A | N/A | N/A | 1 | 64669982 | N/A | N/A | N/A | N/A
ABB | Control Panel | N/A | N/A | N/A | N/A | N/A | N/A | 1 | N/A | N/A | N/A | N/A | N/A
Sensorex | Dicplacement Transducer | SX 27 RV | 3820334-7 | N/A | 9830 | 1CS61454-C | 9 | 1 | N/A | N/A | N/A | N/A | N/A
ABB | Thermal Relay | TA75DU | A7595627-201 | N/A | 9840 | 1318160-A | 11 | 1 | N/A | N/A | N/A | N/A | N/A
ABB | Thermal Relay | TA75DU | A7595627-200 | N/A | 9840 | 1318160-A | 10 | 1 | N/A | N/A | N/A | N/A | N/A
ABB | Contractor | A9-30-10 220-230V 50Hz | 1SBL141001R8010 | N/A | N/A | N/A | N/A | 1 | N/A | N/A | N/A | N/A | N/A
ABB | Contractor | A16-22-00 220-230V 50Hz | 1SBL181501R8000 | N/A | N/A | N/A | N/A | 1 | N/A | N/A | N/A | N/A | N/A
Amos | Sensor | SX12C300/AWM-41C | N/A | N/A | N/A | N/A | N/A | 1 | N/A | N/A | N/A | N/A | N/A
N/A | Transducer | N/A | 1CSA6738 | N/A | 9840 | 1CS59693-A | 14 | 1 | N/A | N/A | N/A | N/A | N/A
N/A | Temperature Sensor Turbine Stator | N/A | N/A | N/A | 9850 | 2420906-3 | 100 | 1 | N/A | N/A | N/A | N/A | N/A
N/A | Temperature Sensor Turbine Stator | N/A | N/A | N/A | 9850 | 2420906-4 | 110 | 1 | N/A | N/A | N/A | N/A | N/A
N/A | Temperature Sensor Turbine Stator | N/A | N/A | N/A | 9850 | 2420906-5 | 120 | 1 | N/A | N/A | N/A | N/A | N/A
N/A | N/A | N/A | N/A | N/A | N/A | N/A | N/A | N/A | N/A | N/A | N/A | N/A | N/A
N/A | Temperature Sensor Turbine Stator | N/A | N/A | N/A | 9850 | 2420906-2 | 90 | 1 | N/A | N/A | N/A | N/A | N/A
N/A | Temperature Sensor Turbine Stator | N/A | N/A | N/A | 9850 | 2420906-1 | 80 | 1 | N/A | N/A | N/A | N/A | N/A
GTE | N/A | N/A | PO7000019134 | N/A | N/A | N/A | N/A | 2 | 2420803-1 | N/A | N/A | N/A | N/A
N/A | N/A | N/A | N/A | N/A | N/A | N/A | N/A | 6 | N/A | N/A | N/A | N/A | N/A
N/A | N/A | N/A | N/A | N/A | N/A | N/A | N/A | 8 | N/A | N/A | N/A | N/A | N/A
Harting | N/A | N/A | N/A | N/A | N/A | N/A | N/A | 1 | N/A | N/A | N/A | N/A | N/A
BFI Automation | OE converter | 2.0 LA | 213572 | N/A | N/A | N/A | N/A | 1 | N/A | N/A | N/A | N/A | N/A
BFI Automation | OE converter | 2.0 LA | 212970 | N/A | N/A | N/A | N/A | 1 | N/A | N/A | N/A | N/A | N/A
Fuji Electric | Pressure Transducer | FKHV02V4AKAYY0Y | 3820531-7 | N/A | 9850 | 2421813-C | 18 | 1 | A7B6813F | N/A | N/A | N/A | N/A
Fuji Electric | Pressure Transducer Fuji FCX C | FKKX12V4AKAYYAE | 3820531-5 | N/A | 9850 | 1CS61409-C | 3 | 2 | A7A6013F | N/A | N/A | N/A | N/A
Fuji Electric | Pressure Transducer | FKKX12V4AKAYYAE | 3820529-18 | N/A | 9850 | 2421813-C | 21 | 1 | A7A6013F | N/A | N/A | N/A | N/A
Fuji Electric | Pressure Transducer Fuji FCX C | FKKX12V4AKAYYAE | 3820529-5 | N/A | 9830 | 1CS61423-C | 2 | 1 | A7A6011F | N/A | N/A | N/A | N/A
Fuji Electric | Pressure Transducer | FKKX12V4AKAYYAE | N/A | N/A | N/A | N/A | N/A | 1 | A7A6012F | N/A | N/A | N/A | N/A
Fuji Electric | Pressure Transducer | FKKX33V4AKAYYAE | 3820529-10 | N/A | 9850 | 2421813-C | 17 | 1 | A6M4785F | N/A | N/A | N/A | N/A
Fuji Electric | Pressure Transducer Fuji FCX C | FKKX33V4AKAYYAE | 3820529-24 | N/A | 9830 | 1CS61420-C | 5 | 1 | A7A5900 | N/A | N/A | N/A | N/A
Fuji Electric | Pressure Transducer Fuji FCX CII | FKPV02V4AKAYY0Y | 3820530-3 | N/A | 9830 | 1CS61420-C | 16 | 1 | A7A5981 | N/A | N/A | N/A | N/A
Fuji Electric | Pressure Transducer Fuji FCX CII | FKPV04V4AKAYY0Y | 3820530-17 | N/A | 9830 | 1CS61454-C | 14 | 1 | A7A5986I | N/A | N/A | N/A | N/A
Fuji Electric | Pressure Transducer Fuji FCX C | FKKX33V4AKAYYAE | 3820529-21 | N/A | 9850 | 2421813-C | 34 | 1 | A7A5901F | N/A | N/A | N/A | N/A
Fuji Electric | Pressure Transducer Fuji FCX C | FKKX36V4AKAYYAE | 3820529-22 | N/A | 9830 | 1CS61420-C | 15 | 1 | A7A5982F | N/A | N/A | N/A | N/A
Omron | Compact Sensorless Vector Inverter | Varispeed F7 | N/A | N/A | N/A | N/A | N/A | 1 | 1R06Y4146400036 | N/A | N/A | N/A | N/A
Omron | Compact Sensorless Vector Inverter | Varispeed F7 | N/A | N/A | N/A | N/A | N/A | 1 | 1R063Y4155100019 | CIMR-F7Z47P5 | N/A | N/A | N/A
N/A | Union Nut | N/A | T6102-101 | N/A | N/A | N/A | N/A | 5 | D=8 | N/A | N/A | N/A | N/A
N/A | Coupling | N/A | 1CSA8281-1 | N/A | N/A | N/A | N/A | 2 | N/A | N/A | N/A | N/A | N/A
N/A | Sleeve | N/A | 1CSA8130-1 | N/A | N/A | N/A | N/A | 10 | N/A | N/A | N/A | N/A | N/A
N/A | Gasket | N/A | T3725-179 | N/A | N/A | N/A | N/A | 8 | 18x13,5x1 | N/A | N/A | N/A | N/A
N/A | Pipe Connector | N/A | 70006131-B | N/A | N/A | N/A | N/A | 2 | N/A | N/A | N/A | N/A | N/A
N/A | Nipple | N/A | 1852417-1 | N/A | N/A | N/A | N/A | 2 | N/A | N/A | N/A | N/A | N/A
N/A | Gasket | N/A | T3725-185 | N/A | 9975 | 1CS47427-A | 36 | 5 | N/A | N/A | N/A | N/A | N/A
N/A | Lock Washer | N/A | A1552154-83 | N/A | 9850 | 2424353-A | 38 | 5 | N/A | N/A | N/A | N/A | N/A
N/A | Pipe Connector | N/A | T6815-802 | N/A | N/A | N/A | N/A | 2 | D=8/1/4" - 18 NPT | N/A | N/A | N/A | N/A
N/A | Coupling | N/A | 1CSA8133-1 | N/A | N/A | N/A | N/A | 1 | N/A | N/A | N/A | N/A | N/A
N/A | Lock Washer | N/A | T3907-186 | N/A | 2540 | 2423365-A | 16 | 36 | N/A | N/A | N/A | N/A | N/A
N/A | Pipe Connector | N/A | T6815-102 | N/A | N/A | N/A | N/A | 2 | D=8 ISO - G 1/4 | N/A | N/A | N/A | N/A
N/A | Pipe Connector | N/A | 3820538-3 | N/A | N/A | N/A | N/A | 1 | N/A | N/A | N/A | N/A | N/A
N/A | Pipe Connector | N/A | 70006131-A | N/A | N/A | N/A | N/A | 2 | N/A | N/A | N/A | N/A | N/A
N/A | Nipple | N/A | 1851523-1 | N/A | N/A | N/A | N/A | 3 | N/A | N/A | N/A | N/A | N/A
N/A | Lock Plate Bladel | N/A | 2423587-1 | N/A | 9850 | 2424353-A | 85 | 3 | N/A | N/A | N/A | N/A | N/A
N/A | Gasket Copper | N/A | T3725-191 | N/A | 9975 | 1CS47427-A | 37 | 5 | N/A | N/A | N/A | N/A | N/A
N/A | Propp | N/A | T7067 4 | N/A | N/A | N/A | N/A | N/A | J285 | N/A | N/A | N/A | N/A
N/A | Nipple | N/A | 1CSA8135-1 | N/A | N/A | N/A | N/A | 3 | N/A | N/A | N/A | N/A | N/A
N/A | Nut | N/A | 1CSA8136-1 | N/A | N/A | N/A | N/A | 3 | N/A | N/A | N/A | N/A | N/A
N/A | Coupling | N/A | 1CSA8263-1 | N/A | N/A | N/A | N/A | 2 | N/A | N/A | N/A | N/A | N/A
N/A | Gasket | N/A | T3725-179 | N/A | N/A | N/A | N/A | 8 | N/A | N/A | N/A | N/A | N/A
N/A | Pipe Connector | N/A | 70006131-C | N/A | N/A | N/A | N/A | 1 | N/A | N/A | N/A | N/A | N/A
Parker | Tee A-LOK | ETM10-316 | 179842 | N/A | N/A | N/A | 30 | 5 | 816039 | N/A | N/A | N/A | N/A
Parker | A-LOK | SCM10-316 | 179842 | N/A | N/A | N/A | 60 | 5 | N/A | N/A | N/A | N/A | N/A
Parker | Tee A-LOK | ETM12-316 | 179842 | N/A | N/A | N/A | 40 | 5 | 816A88 | N/A | N/A | N/A | N/A
Parker | Tee A-LOK | ETM20-316 | 179842 | N/A | N/A | N/A | 50 | 2 | M20 | N/A | N/A | N/A | N/A
N/A | N/A | N/A | N/A | N/A | N/A | N/A | N/A | N/A | B BSPP | N/A | N/A | N/A | N/A
N/A | N/A | N/A | N/A | N/A | N/A | N/A | N/A | 3 | N/A | N/A | N/A | N/A | N/A
N/A | N/A | N/A | N/A | N/A | N/A | N/A | N/A | 2 | N/A | N/A | N/A | N/A | N/A
N/A | N/A | N/A | N/A | N/A | N/A | N/A | N/A | 5 | N/A | N/A | N/A | N/A | N/A
N/A | N/A | N/A | N/A | N/A | N/A | N/A | N/A | 8 | JS | N/A | N/A | N/A | N/A
N/A | N/A | N/A | N/A | N/A | N/A | N/A | N/A | 2 | N/A | N/A | N/A | N/A | N/A
N/A | N/A | N/A | N/A | N/A | N/A | N/A | N/A | N/A | N/A | N/A | N/A | N/A | N/A
N/A | N/A | N/A | N/A | N/A | N/A | N/A | N/A | N/A | N/A | N/A | N/A | N/A | N/A
N/A | N/A | N/A | N/A | N/A | N/A | N/A | N/A | N/A | N/A | N/A | N/A | N/A | N/A
N/A | N/A | N/A | N/A | N/A | N/A | N/A | N/A | 3 | DE | 12S | E0 | N/A | N/A
N/A | N/A | N/A | N/A | N/A | N/A | N/A | N/A | N/A | N/A | N/A | N/A | N/A | N/A
N/A | N/A | N/A | N/A | N/A | N/A | N/A | N/A | N/A | DE | S-8 | E0 | N/A | N/A
N/A | N/A | N/A | N/A | N/A | N/A | N/A | N/A | 3 | N/A | N/A | N/A | N/A | N/A
N/A | N/A | N/A | N/A | N/A | N/A | N/A | N/A | N/A | PDE | N/A | N/A | N/A | N/A
N/A | N/A | N/A | N/A | N/A | N/A | N/A | N/A | N/A | N/A | N/A | N/A | N/A | N/A
N/A | N/A | N/A | N/A | N/A | N/A | N/A | N/A | N/A | N/A | N/A | N/A | N/A | N/A
N/A | Lock Washer | N/A | 21517002-162 | N/A | N/A | N/A | N/A | 6 | 18x32 | N/A | N/A | N/A | N/A
N/A | Washer | N/A | 21517002-197 | N/A | N/A | N/A | N/A | N/A | N/A | N/A | N/A | N/A | N/A
N/A | Washer | N/A | 21517002-197 | N/A | N/A | N/A | N/A | 6 | 24x70x1 | N/A | N/A | N/A | N/A
N/A | Lock Washer Stainless Steal | N/A | T3905-186 | N/A | N/A | N/A | N/A | 15 | 30x50x1 | N/A | N/A | N/A | N/A
N/A | Lock Washer (folded) | N/A | T3905-178 | N/A | 9850 | 2424353-A | 47 | 24 | N/A | N/A | N/A | N/A | N/A
N/A | Split pin | N/A | T1253-239 | N/A | 9850 | 2424353-A | 77 | 4 | N/A | N/A | N/A | N/A | N/A
N/A | Hexagon Head Screw | N/A | T1663-628 | N/A | N/A | N/A | N/A | 3 | M16Tx40 | N/A | N/A | N/A | N/A
N/A | Lock Washer | N/A | 2420649-1 | N/A | N/A | N/A | N/A | 7 | N/A | N/A | N/A | N/A | N/A
N/A | Sealing | N/A | 2423427-1 | N/A | N/A | N/A | N/A | 5 | 175/95 | N/A | N/A | N/A | N/A
N/A | Lock Washer (folded) | N/A | T3905-178 | N/A | N/A | N/A | N/A | 27 | N/A | N/A | N/A | N/A | N/A
N/A | Lock Washer (folded) | N/A | T3905-178 | N/A | N/A | N/A | N/A | 55 | N/A | N/A | N/A | N/A | N/A
N/A | Lock Washer (folded) | N/A | T3905-178 | N/A | 9850 | 2424353-A | 113 | 17 | N/A | N/A | N/A | N/A | N/A
N/A | Lock Washer (folded) | N/A | T3905-178 | N/A | 9850 | 2424353-A | 51 | 49 | N/A | N/A | N/A | N/A | N/A
N/A | Lock Washer (folded) | N/A | T3905-178 | N/A | 9850 | 2424353-A | 56 | 36 | N/A | N/A | N/A | N/A | N/A
N/A | Lock Washer (folded) | N/A | T3905-178 | N/A | N/A | N/A | N/A | 4 | N/A | N/A | N/A | N/A | N/A
N/A | Retaining Ring | N/A | 2420703-2 | N/A | N/A | N/A | N/A | 55 | D=48,5 T=1,75 | N/A | N/A | N/A | N/A
N/A | Lock Washer | N/A | 21517002-175 | N/A | N/A | N/A | N/A | 8 | 24x85x1 | N/A | N/A | N/A | N/A
N/A | Lock Washer | N/A | 21517002-175 | N/A | 9850 | 2424353-A | 23 | 8 | N/A | N/A | N/A | N/A | N/A
N/A | Lock Washer | N/A | 21517002-175 | N/A | N/A | N/A | N/A | 8 | 24x85x1 | N/A | N/A | N/A | N/A
N/A | Lock Washer | N/A | 21517002-175 | N/A | 9850 | 2424353-A | 25 | 8 | N/A | N/A | N/A | N/A | N/A
N/A | Washer | N/A | 21517002-197 | N/A | 9850 | 2424353-A | 120 | 6 | N/A | N/A | N/A | N/A | N/A
N/A | Washer | N/A | 21517002-197 | N/A | N/A | N/A | N/A | 6 | 24x70x1 | N/A | N/A | N/A | N/A
N/A | Washer | N/A | 21517002-195 | N/A | 9850 | 2424353-A | 70 | 50 | N/A | N/A | N/A | N/A | N/A
N/A | Lock Washer Stainless Steal | N/A | T3905-186 | N/A | 9850 | 2424353-A | 21 | 12 | N/A | N/A | N/A | N/A | N/A
N/A | Lock Washer (folded) | N/A | T3905-165 | N/A | 9850 | 2424353-A | 93 | 50 | N/A | N/A | N/A | N/A | N/A
N/A | Lock Washer (folded) | N/A | T3905-165 | N/A | N/A | N/A | N/A | 55 | N/A | N/A | N/A | N/A | N/A
N/A | Lock Washer | N/A | 2420708-1 | N/A | 9850 | 2424353-A | 90 | 50 | N/A | N/A | N/A | N/A | N/A
N/A | Lock Washer | N/A | 2420708-1 | N/A | N/A | N/A | N/A | 55 | N/A | N/A | N/A | N/A | N/A
N/A | Lock Washer with two tabs | N/A | A1552154-86 | N/A | 9850 | 2424353-A | 1 | 8 | N/A | N/A | N/A | N/A | N/A
N/A | Washer | N/A | T3623-178 | N/A | N/A | N/A | N/A | 12 | N/A | N/A | N/A | N/A | N/A
N/A | Hexagon Head Screw Stainless | N/A | T1624-499 | N/A | N/A | N/A | N/A | 10 | N/A | N/A | N/A | N/A | N/A
N/A | Hexagon Head Bolt Large Clearance | N/A | T1663-540 | N/A | N/A | N/A | N/A | 3 | N/A | N/A | N/A | N/A | N/A
N/A | Sealing Outer Sealstrip | N/A | 2420534-1 | N/A | 9850 | 2424353-A | 111 | 52 | N/A | N/A | N/A | N/A | N/A
N/A | Washer | N/A | T3905-178/9 | N/A | N/A | N/A | N/A | N/A | N/A | N/A | N/A | N/A | N/A
N/A | N/A | N/A | N/A | N/A | N/A | N/A | N/A | N/A | N/A | N/A | N/A | N/A | N/A
N/A | Washer | N/A | N/A | N/A | N/A | N/A | N/A | N/A | N/A | N/A | N/A | N/A | N/A
N/A | N/A | N/A | N/A | N/A | N/A | N/A | N/A | N/A | N/A | N/A | N/A | N/A | N/A
N/A | Screw | N/A | N/A | N/A | N/A | N/A | N/A | 2 | N/A | N/A | N/A | N/A | N/A
N/A | Screw | N/A | N/A | N/A | N/A | N/A | N/A | N/A | M16x35 | Comp. Dummy | N/A | N/A | N/A
N/A | Screw | N/A | N/A | N/A | N/A | N/A | N/A | N/A | OPx01M | Comp. Dummy | N/A | N/A | N/A
N/A | Lock Washer (folded) | N/A | T3910-185 | N/A | N/A | N/A | N/A | 10 | N/A | N/A | N/A | N/A | N/A
N/A | Lock Washer | N/A | T3907-178 | N/A | N/A | N/A | N/A | 19 | N/A | N/A | N/A | N/A | N/A
N/A | Lock Washer | N/A | T3907-178 | N/A | 9850 | 2424353-A | 55 | 13 | N/A | N/A | N/A | N/A | N/A
N/A | Lock Washer | N/A | T3907-178 | N/A | 9850 | 2424353-A | 46 | 48 | N/A | N/A | N/A | N/A | N/A
N/A | Locking Washer | N/A | T3904-178 | N/A | N/A | N/A | N/A | 40 | N/A | 13x19,5x2,6 | N/A | N/A | N/A
N/A | Lock Washer | N/A | T3907-186 | N/A | N/A | N/A | N/A | 36 | N/A | N/A | N/A | N/A | N/A
N/A | Lock Washer | N/A | T3907-186 | N/A | N/A | N/A | N/A | 19 | N/A | N/A | N/A | N/A | N/A
N/A | Lock Washer (folded) | N/A | T3910-179 | N/A | 9850 | 2424353-A | 2 | 4 | N/A | N/A | N/A | N/A | N/A
N/A | Lock Washer | N/A | T3907-186 | N/A | N/A | N/A | N/A | 52 | N/A | N/A | N/A | N/A | N/A
N/A | Locking Washer | N/A | T3904-178 | N/A | N/A | N/A | N/A | 124 | N/A | 13x19,5x2,6 | N/A | N/A | N/A
N/A | Washer | N/A | T3623-173 | N/A | N/A | N/A | N/A | 4 | N/A | 10,5x20-22x2 | N/A | N/A | N/A
N/A | Lock Washer (folded) | N/A | T3910-185 | N/A | 9850 | 2424353-A | 123 | 24 | N/A | N/A | N/A | N/A | N/A
N/A | Lock Washer | N/A | T3907-178 | N/A | 9850 | 2424353-A | 72 | 24 | N/A | N/A | N/A | N/A | N/A
N/A | Lock Washer | N/A | T3907-192 | N/A | N/A | N/A | N/A | 60 | N/A | M20 | N/A | N/A | N/A
N/A | Lock Washer | N/A | T3907-186 | N/A | N/A | N/A | N/A | 19 | N/A | N/A | N/A | N/A | N/A
N/A | Lock Washer | N/A | T3907-173 | N/A | N/A | N/A | N/A | 60 | N/A | N/A | N/A | N/A | N/A
N/A | Lock Washer | N/A | T3904-173 | N/A | N/A | N/A | N/A | 40 | D=10,3 | N/A | N/A | N/A | N/A
N/A | Lock Washer | N/A | T3907-178 | N/A | N/A | N/A | N/A | 4 | N/A | N/A | N/A | N/A | N/A
N/A | Lock Washer (folded) | N/A | 2420702-2 | N/A | 9850 | 2424353-A | 99 | 25 | N/A | N/A | N/A | N/A | N/A
N/A | Lock Washer (folded) | N/A | T3910-179 | N/A | N/A | N/A | N/A | 4 | 13x30x1 | N/A | N/A | N/A | N/A
N/A | Lock Washer (folded) | N/A | T3910-173 | N/A | N/A | N/A | N/A | 10 | 10,5x26x1 | N/A | N/A | N/A | N/A
N/A | Washer | N/A | T3622-178 | N/A | 9850 | 2424353-A | 32 | 8 | N/A | N/A | N/A | N/A | N/A
N/A | Shime | N/A | 2420623-2 | N/A | 2920 | 2423442-A | 14 | 2 | 0,20 mm | N/A | N/A | N/A | N/A
N/A | Strip Punched Band | N/A | A043R6463080 | N/A | 9850 | 2424353-A | 36 | N/A | 9 m | N/A | N/A | N/A | N/A
N/A | Strip Punched Band | N/A | N/A | N/A | N/A | N/A | N/A | N/A | N/A | N/A | N/A | N/A | N/A
N/A | Sealing seal strip | N/A | 2420211-1 | N/A | N/A | N/A | N/A | 15 | 2421912-D /13 | N/A | N/A | N/A | N/A
N/A | Gaskets | N/A | N/A | N/A | N/A | N/A | N/A | N/A | 2421910-4 | N/A | N/A | N/A | N/A
N/A | Repair Kit Valve | N/A | 1CS25286-2 | N/A | 9830 | 1CS61454-C | 6 | 2 | N/A | N/A | N/A | N/A | N/A
N/A | Spacer | N/A | N/A | N/A | 2920 | 2421661-3 | N/A | 1 | N/A | N/A | N/A | N/A | N/A
N/A | Hexagon Screw | N/A | N/A | N/A | N/A | T1663-628 | N/A | 6 | N/A | N/A | N/A | N/A | N/A
N/A | Washer | N/A | T3904-178 | N/A | N/A | N/A | N/A | N/A | N/A | N/A | N/A | N/A | N/A
N/A | Lock Washer | N/A | T3907-178 | N/A | 2660 | 2423232-A | 19 | 60 | N/A | N/A | N/A | N/A | N/A
N/A | Lock Washer | N/A | N/A | N/A | N/A | N/A | N/A | N/A | N/A | N/A | N/A | N/A | N/A
N/A | Lock Washer | N/A | N/A | N/A | N/A | N/A | N/A | N/A | N/A | N/A | N/A | N/A | N/A
N/A | Clamp Screw | N/A | T2155-684 | N/A | 2921 | 2421646-C | 266 | 8 | M20*100 | N/A | N/A | N/A | N/A
N/A | Lifting Eye Bolt | N/A | T4835-847 | N/A | 2921 | 2421646-B | 116 | 1 | M42 | N/A | N/A | N/A | N/A
N/A | Washer | N/A | N/A | N/A | N/A | N/A | N/A | N/A | N/A | N/A | N/A | N/A | N/A
N/A | N/A | N/A | N/A | N/A | N/A | N/A | N/A | N/A | N/A | N/A | N/A | N/A | N/A
N/A | N/A | N/A | N/A | N/A | N/A | N/A | N/A | 2 | PDE | N/A | N/A | N/A | N/A
N/A | N/A | N/A | N/A | N/A | N/A | N/A | N/A | 5 | 8-S | E0 | DE | N/A | N/A
N/A | N/A | N/A | N/A | N/A | N/A | N/A | N/A | 2 | A4-80 | TD | N/A | N/A | N/A
N/A | Washer | N/A | N/A | N/A | N/A | N/A | N/A | N/A | N/A | N/A | N/A | N/A | N/A
N/A | Washer | N/A | N/A | N/A | N/A | N/A | N/A | N/A | N/A | N/A | N/A | N/A | N/A
N/A | Washer | N/A | N/A | N/A | N/A | N/A | N/A | 5 | N/A | N/A | N/A | N/A | N/A
N/A | Washer | N/A | N/A | N/A | N/A | N/A | N/A | 4 | N/A | N/A | N/A | N/A | N/A
N/A | Screw | N/A | N/A | N/A | N/A | N/A | N/A | 2 | Cleff 5,6 | N/A | N/A | N/A | N/A
N/A | Screw | N/A | N/A | N/A | N/A | N/A | N/A | 2 | T1663-629/16 | 1ERX | N/A | N/A | N/A
Parker | A-LOK | N/A | N/A | N/A | N/A | N/A | N/A | 1 | M20x316 | 316Q12 | N/A | N/A | N/A
ROLLS ROYCE, Rubens Broby | Needle Valve | PN 400 | N/A | N/A | N/A | N/A | N/A | 2 | DN 10 | -> 2 | N/A | N/A | N/A
N/A | N/A | N/A | N/A | N/A | N/A | N/A | N/A | N/A | N/A | N/A | N/A | N/A | N/A
BFI Automation | Fibre Optic Cable | N/A | 006420 | N/A | N/A | N/A | N/A | N/A | N/A | 5051-1035-10 | 11633 | N/A | N/A
MOOG | SERVO DRIVE | T200-410J | N/A | T3829 | N/A | N/A | N/A | 1 | N/A | N/A | N/A | N/A | N/A
N/A | Cables | N/A | N/A | N/A | N/A | N/A | N/A | N/A | N/A | N/A | N/A | N/A | N/A
KUHME Armaturen GmbH | Piston Guide | KVH DN"3 | 001.2648.00.11 | N/A | N/A | N/A | N/A | 1 | 11397 | 10.50.80 | N/A | N/A | N/A
KUHME Armaturen GmbH | Spring | KVH DN"3 | 001.2648.00.11 | N/A | N/A | N/A | N/A | 1 | 14146 | 20.70.50 | N/A | N/A | N/A
KUHME Armaturen GmbH | Valve Cone Gasket | KVH DN"3 | 001.2648.00.11 | N/A | N/A | N/A | N/A | 1 | 10333 | 10.50.60 | N/A | N/A | N/A
KUHME Armaturen GmbH | O-Ring | KVH DN"3 | 001.2648.00.11 | N/A | N/A | N/A | N/A | 1 | 10466 | 30.140 | N/A | N/A | N/A
KUHME Armaturen GmbH | O-Ring | KVH DN"3 | 001.2648.00.11 | N/A | N/A | N/A | N/A | 1 | 10452 | 30.150 | N/A | N/A | N/A
KUHME Armaturen GmbH | O-Ring | KVH DN"3 | 001.2648.00.11 | N/A | N/A | N/A | N/A | 1 | 10575 | 10.70 | N/A | N/A | N/A
N/A | N/A | N/A | N/A | N/A | N/A | N/A | N/A | N/A | N/A | N/A | N/A | N/A | N/A
N/A | Oil Seals I.S.H. | N/A | N/A | N/A | N/A | N/A | N/A | 1 | DTM 200-11 | 431031N | B1 | N/A | N/A
N/A | Oil Seals I.S.H. | N/A | N/A | N/A | N/A | N/A | N/A | 1 | DTM 200-11 | 431031N | B2 | N/A | N/A
N/A | Oil Seals I.S.H. | N/A | N/A | N/A | N/A | N/A | N/A | 1 | DTM 200-11 | 431031N | B3 | N/A | N/A
N/A | Oil Seals I.S.H. | N/A | N/A | N/A | N/A | N/A | N/A | 1 | DTM 200-11 | 431031N | B4 | N/A | N/A
Finder Pompe S.p.a. | Rubber Bearing and Brass Shell | N/A | N/A | N/A | N/A | N/A | N/A | 1 | D6059 | 8AS40 | 21741 | N/A | N/A
Finder Pompe S.p.a. | Camicia | N/A | N/A | N/A | N/A | N/A | N/A | 1 | D8004 | REV1 | 14771 | A276GR420 | N/A
Finder Pompe S.p.a. | Rubber Bearing and Brass Shell | N/A | N/A | N/A | N/A | N/A | N/A | 1 | D6059 | 8AS40 | 21741 | N/A | N/A
Metso | Rep. Kit Neles | N/A | 2040400-1 | N/A | 9830 | 2049631-A | 7 | 1 | N/A | N/A | N/A | N/A | N/A
Metso | Rep. Kit Heles | N/A | 2040400-2 | N/A | 9830 | 2049631-A | 8 | 1 | N/A | N/A | N/A | N/A | N/A
Metso | SP Set | BJ20, BJ/K, L, KL | N/A | N/A | N/A | N/A | N/A | N/A | 250519 | N/A | N/A | N/A | N/A
Metso | SP Set | BJ20, BJ/K, L, KL | N/A | N/A | N/A | N/A | N/A | N/A | 250519 | N/A | N/A | N/A | N/A
Metso | Gasket | 69/24XO,4 | N/A | N/A | N/A | N/A | N/A | 2 | 606260 | N/A | N/A | N/A | N/A
Metso | SP Set | L_5,6,7,8 400G | N/A | N/A | N/A | N/A | N/A | N/A | H026147 | N/A | N/A | N/A | N/A
N/A | N/A | N/A | N/A | N/A | N/A | N/A | N/A | N/A | N/A | N/A | N/A | N/A | N/A
Finder Pompe S.p.a. | Round Bearing | N/A | N/A | N/A | N/A | N/A | N/A | N/A | 6308 | DN40x90x23 | 21555 | N/A | N/A
Garo | Junction box | N/A | N/A | N/A | N/A | N/A | N/A | 1 | Degree of protection [IP] 67 | 10/500 | N/A | N/A | N/A
N/A | N/A | N/A | N/A | N/A | N/A | N/A | N/A | N/A | N/A | N/A | N/A | N/A | N/A
N/A | Repair Kit Valve | N/A | 1CS25286-1 | N/A | 9830 | 1CS61454-A | 5 | 1 | N/A | N/A | N/A | N/A | N/A
N/A | Repair Kit Valve | N/A | 1CS25286-1 | N/A | 9830 | 1CS61454-A | 5 | 2 | N/A | N/A | N/A | N/A | N/A
EBM PAPST | Start Motor | N/A | N/A | N/A | N/A | N/A | N/A | N/A | D2D146-AA28-28 | 40/18 | N/A | N/A | N/A
N/A | N/A | N/A | N/A | N/A | N/A | N/A | N/A | N/A | N/A | N/A | N/A | N/A | N/A
MOOG | Brushless Servomotor G400 Series | G403-546A | N/A | N/A | N/A | N/A | N/A | 1 | G3L25_UL_N | S/N N179 | N/A | N/A | N/A
MOOG | Brushless Servomotor G400 Series | G403-517A | N/A | N/A | N/A | N/A | N/A | 1 | G3L40_UL_N | S/N N156 | N/A | N/A | N/A
MOOG | Brushless Servomotor G400 Series | G423-824A | N/A | N/A | N/A | N/A | N/A | 1 | G3L40_UL_N | S/N N143 | DEFECT | N/A | N/A
Bently Nevada | AC Power Supply | N/A | N/A | N/A | N/A | N/A | N/A | 1 | 126399-01G | 3500/15 | N/A | N/A | N/A
MOOG | Brushless Servomotor G400 Series | G413-824A | N/A | N/A | N/A | N/A | N/A | 1 | G-3-M8-039-08-01-01-00 | S/N N341 | N/A | N/A | N/A
N/A | Pulse Repeater | N/A | PLR255-1132OB | N/A | N/A | N/A | N/A | 1 | N/A | SN 181326 | N/A | N/A | N/A
ABB | Timer Block For A9 | TP40DA 0.1-40s | 1SBN020300R1000 | N/A | N/A | N/A | 60 | 1 | N/A | N/A | N/A | N/A | N/A
GM International | Pocket Serial Line Configurator and Adapter | PPC1092 | 131960027 | N/A | N/A | N/A | N/A | 1 | RS232 | N/A | N/A | N/A | N/A
MOOG | SERVO DRIVE | T200-410J | N/A | N/A | N/A | N/A | N/A | 1 | T3445 | N/A | N/A | N/A | N/A
MOOG | SERVO DRIVE | T200-410J | N/A | N/A | N/A | N/A | N/A | 1 | T3450 | N/A | N/A | N/A | N/A
General Electric | Hex HD Bolt M 12x35 | N/A | 010090/GGMI020658R3001 | HZN401683P1419 | N/A | N/A | N/A | 2 | Central Casing | N/A | N/A | N/A | N/A
General Electric | Washer NL12 SS | N/A | 012090/GGMI020760R60000 | 9ANA370362P0112 | N/A | N/A | N/A | 135 | Exhaust Gas Defuser | N/A | N/A | N/A | N/A
General Electric | Hex HD Bolt M 16x60 | N/A | 012170/GGMI020658R7000 | NB312457P0468 | N/A | N/A | N/A | 2 | Coolign Air Pipes | N/A | N/A | N/A | N/A
General Electric | Balancing Screw | N/A | N/A | D430319P0001 | N/A | N/A | N/A | N/A | N/A | N/A | N/A | N/A | N/A
General Electric | Hexagonal Screw | N/A | 011360/GGMI020658R4004 | HZN401683P1418 | N/A | N/A | N/A | 2 | Turbine Casing | N/A | N/A | N/A | N/A
General Electric | Hex HD Bolt M 12x90 | N/A | 012090/GGMI020760R6000 | 9ANA370277P0424 | N/A | N/A | N/A | N/A | Exhaust Gas Defuser | N/A | N/A | N/A | N/A
General Electric | Hexagonal Screw | N/A | 012170/GGMI020658R9000 | NB312335P0412 | N/A | N/A | N/A | 2 | Gear Box | N/A | N/A | N/A | N/A
General Electric | Washer NL12 SS | N/A | 012090/GGMI020658R3001 | 9ANA370362P0112 | N/A | N/A | N/A | 12 | Central Casing | N/A | N/A | N/A | N/A
General Electric | Hexagon Socket Head Cup Bolt | N/A | 011360/GGMI020658R4004 | 9ANA370261P1424 | N/A | N/A | N/A | 2 | Turbine Casing | N/A | N/A | N/A | N/A
General Electric | Hex HD Bolt M 12x50 | N/A | 011360/GGMI020760R6000 | 9ANA370277P0416 | N/A | N/A | N/A | N/A | Exhaust Gas Defuser | N/A | N/A | N/A | N/A
General Electric | Hex HD Nut M 16 Type 1 | N/A | 011360/GGMI020658R4004 | 9ANA370379P0120 | N/A | N/A | N/A | N/A | Turbine Casing | N/A | N/A | N/A | N/A
General Electric | Retaining rRng, External | N/A | 012000/GGMI020658R5002 | L907P26B | N/A | N/A | N/A | N/A | Turbine Bearing | N/A | N/A | N/A | N/A
General Electric | Hexagonal Nut | N/A | 012170/GGMI020658R7000 | HZN401736P0022 | N/A | N/A | N/A | N/A | Coolign Air Pipes | N/A | N/A | N/A | N/A
General Electric | Washer NL10 ST/FLZN | N/A | 010000/GGMI020658R1001 | 9ANA370362P0010 | N/A | N/A | N/A | N/A | Inlet Duct | N/A | N/A | N/A | N/A
General Electric | Washer | N/A | 012390/GGMI020658R8002 | NB335050P0610 | N/A | N/A | N/A | 10 | Drain Pipe Flanges | N/A | N/A | N/A | N/A
General Electric | Washer NL12 SS | N/A | 012090/GGMI020658R4004 | 9ANA370362P0112 | N/A | N/A | N/A | 30 | Turbine Casing | N/A | N/A | N/A | N/A
General Electric | Hex HD Bolt M 16x90 with shaft | N/A | 012090/GGMI020658R4004 | NB312458P0475 | N/A | N/A | N/A | N/A | Turbine Casing | N/A | N/A | N/A | N/A
General Electric | Hex HD Nut M 12 | N/A | 011360/GGMI020760R6000 | 9ANA370275P0022 | N/A | N/A | N/A | N/A | Exhaust Gas Defuser | N/A | N/A | N/A | N/A
General Electric | Hex HD Screw M20x80 GA | N/A | 012170/GGMI020658R7000 | NB312457P0522 | N/A | N/A | N/A | 2 | Coolign Air Pipes | N/A | N/A | N/A | N/A
General Electric | Washer | N/A | 011360/GGMI020658R4004 | 9ANA370362P0116 | N/A | N/A | N/A | 35 | Turbine Casing | N/A | N/A | N/A | N/A
General Electric | Washer | N/A | 012170/GGMI020658R7000 | NB335050P0612 | N/A | N/A | N/A | 40 | Coolign Air Pipes | N/A | N/A | N/A | N/A
General Electric | Sleeve for M12 | N/A | 012090/GGMI020760R6000 | GGMI020706P0003 | N/A | N/A | N/A | 12 | Exhaust Gas Defuser | N/A | N/A | N/A | N/A
General Electric | Outer Boroscope Plug ISO+G | N/A | 010050/GGMI020658R2002 | GGMI000344P0001 | N/A | N/A | N/A | N/A | Compressor Casing 2 | N/A | N/A | N/A | N/A
General Electric | Hexagonal Nut | N/A | 012170/GGMI020658R7000 | HZN401736P0020 | N/A | N/A | N/A | N/A | Coolign Air Pipes | N/A | N/A | N/A | N/A
General Electric | Washer | N/A | 012170/GGMI020658R7000 | NB335050P0611 | N/A | N/A | N/A | 12 | Coolign Air Pipes | N/A | N/A | N/A | N/A
Metx | Plug | ISO-G1 | T6266-200/T6266 | N/A | N/A | N/A | N/A | 2 | N/A | N/A | N/A | N/A | N/A
Metx | Plug | ISO-G1/2 | T6266-140 | N/A | N/A | N/A | N/A | 2 | N/A | N/A | N/A | N/A | N/A
N/A | Very small screws | N/A | N/A | N/A | N/A | N/A | N/A | N/A | N/A | N/A | N/A | N/A | N/A
General Electric | Hex HD Nut M 30 Type 2 | 2 | 011360/GGMI020658R4004 | 9ANA370860P1218 | N/A | N/A | N/A | N/A | Turbine Casing | N/A | N/A | N/A | N/A
N/A | Set Screw | M16X35 | T2411-626 | N/A | N/A | N/A | N/A | 2 | N/A | N/A | N/A | N/A | N/A
N/A | Plug | ISO-G7/8 | T6266-180 | N/A | N/A | N/A | N/A | 2 | N/A | N/A | N/A | N/A | N/A
General Electric | Hexagonal Screw | N/A | 011360/GGMI020658R4004 | HZN401683P1620 | N/A | N/A | N/A | 2 | Turbine Casing | N/A | N/A | N/A | N/A
General Electric | Threaded Plug M16x35 | N/A | 011360/GGMI020658R4004 | L19DP25035 | N/A | N/A | N/A | 1 | Turbine Casing | N/A | N/A | N/A | N/A
General Electric | Washer NL12 SS | N/A | 012000/GGMI020658R5002 | 9ANA370362P0112 | N/A | N/A | N/A | 6 | Turbine Bearing | N/A | N/A | N/A | N/A
General Electric | Washer NL12 SS | N/A | 011920/GGMI020658R5001 | 9ANA370362P0112 | N/A | N/A | N/A | N/A | Outlet Casing | N/A | N/A | N/A | N/A
General Electric | Outer Boroscope Plug ISO+G | N/A | 010030/GGMI020658R2001 | NB314215P0705 | N/A | N/A | N/A | N/A | Compressor Casing 1 | N/A | N/A | N/A | N/A
General Electric | Lock Washer | N/A | 010520/GGMI020658R3006 | 9ANA370362P0120 | N/A | N/A | N/A | N/A | FDS | N/A | N/A | N/A | N/A
General Electric | Hex HD Bolt M 12x50 with shaft | N/A | 011920/GGMI020658R5001 | NB370277P0413 | N/A | N/A | N/A | N/A | Outlet Casing | N/A | N/A | N/A | N/A
General Electric | Hexagon Head Screw | N/A | 012170/GGMI020658R7000 | NB312457P0520 | N/A | N/A | N/A | N/A | Coolign Air Pipes | N/A | N/A | N/A | N/A
General Electric | Hexagonal Nut | N/A | 012390/GGMI020658R8002 | HZN452198P0022 | N/A | N/A | N/A | N/A | Drain Pipe Flanges | N/A | N/A | N/A | N/A
General Electric | Hexagon Screw | N/A | 010000/GGMI020658R1001 | NB312333P0360 | N/A | N/A | N/A | N/A | Inlet Duct | N/A | N/A | N/A | N/A
General Electric | Washer | N/A | 010520/GGMI020658R3006 | 9ANA370362P0116 | N/A | N/A | N/A | 32 | FDS | N/A | N/A | N/A | N/A
General Electric | Hexagonal Screw | N/A | 012390/GGMI020658R8002 | NB312450P0416 | N/A | N/A | N/A | N/A | Drain Pipe Flanges | N/A | N/A | N/A | N/A
General Electric | Square gasket | N/A | 011590/GGMI020658R4005 | GGMI020699P0001 | N/A | N/A | N/A | 2 | Cooling Air Manifold | N/A | N/A | N/A | N/A
General Electric | Spiral Wound Gasket | N/A | 011590/GGMI020658R3006 | GGMI020715P0013 | N/A | N/A | N/A | 2 | FDS | N/A | N/A | N/A | N/A
General Electric | Spiral Wound Gasket | N/A | 010520/GGMI020658R3006 | GGMI020715P0011 | N/A | N/A | N/A | 2 | FDS | N/A | N/A | N/A | N/A
General Electric | Gasket 62x130x2 | N/A | 011360/GGMI020658R4004 | GGMI020652P0001 | N/A | N/A | N/A | 8 | Turbine Casing | N/A | N/A | N/A | N/A
General Electric | Gasket | N/A | 011920/GGMI020658R5001 | GGMI020680P0001 | N/A | N/A | N/A | 1 | Outlet Casing | N/A | N/A | N/A | N/A
General Electric | Gasket | N/A | 011920/GGMI020658R5001 | GGMI020681P0001 | N/A | N/A | N/A | 1 | Outlet Casing | N/A | N/A | N/A | N/A
General Electric | Inner Boroscope Plug M16 | N/A | 010070/GGMI020658R2004 | GGMI000338P0001 | N/A | N/A | N/A | N/A | Compressor Inner Rear | N/A | N/A | N/A | N/A
General Electric | Square gasket | N/A | 011590/GGMI020658R4005 | GGMI020664P0001 | N/A | N/A | N/A | 2 | Cooling Air Manifold | N/A | N/A | N/A | N/A
N/A | Screw | N/A | N/A | N/A | N/A | N/A | N/A | 1 | N/A | N/A | N/A | N/A | N/A
General Electric | Stud Bolt M30/M42 | N/A | 011360/GGMI020658R4004 | GGMI020666F0001 | N/A | N/A | N/A | 1 | Turbine Casing | N/A | N/A | N/A | N/A
General Electric | Fitting Main Tube | N/A | 011590/GGMI020658R4005 | GGMI020697P0002 | N/A | N/A | N/A | N/A | Cooling Air Manifold | N/A | N/A | N/A | N/A
General Electric | Fitting Main Tube | N/A | N/A | N/A | N/A | N/A | N/A | N/A | N/A | N/A | N/A | N/A | N/A
General Electric | Flex Tube Straight (45 degrees Elbow) | N/A | 011590/GGMI020658R4005 | GGMI020698P0005 | N/A | N/A | N/A | N/A | Cooling Air Manifold | N/A | N/A | N/A | N/A
General Electric | Flex Tube Straight (Straight) | N/A | 011590/GGMI020658R4005 | GGMI020698P0003 | N/A | N/A | N/A | N/A | Cooling Air Manifold | N/A | N/A | N/A | N/A
General Electric | Flex Tube Straight (5 degrees Elbow) | N/A | 011590/GGMI020658R4005 | GGMI020698P0001 | N/A | N/A | N/A | N/A | Cooling Air Manifold | N/A | N/A | N/A | N/A
General Electric | Flex Tube Straight (90 degrees Elbow) | N/A | 011590/GGMI020658R4005 | GGMI020698P0002 | N/A | N/A | N/A | N/A | Cooling Air Manifold | N/A | N/A | N/A | N/A
General Electric | Flex Tube Straight | N/A | N/A | N/A | N/A | N/A | N/A | N/A | Cooling Air Manifold | N/A | N/A | N/A | N/A
MOOG | Signal Austausch Kabel 4-poling | N/A | N/A | 006214 | N/A | N/A | N/A | 1 | N/A | N/A | N/A | N/A | N/A
MOOG | Signal Austausch Kabel 1-8-poling | N/A | N/A | 006213 | N/A | N/A | N/A | 1 | N/A | N/A | N/A | N/A | N/A
N/A | Cable | N/A | N/A | N/A | N/A | N/A | N/A | 1 | S26547-3500 | IG102994 | M/180/-F/90 | N/A | N/A
N/A | N/A | N/A | 2421539-2 | N/A | N/A | N/A | N/A | 1 | N/A | N/A | N/A | N/A | N/A
N/A | Cable | N/A | N/A | N/A | N/A | N/A | N/A | 1 | N/A | N/A | N/A | N/A | N/A
Specma Seals | Gasket | N/A | 1CSA8258-1 | N/A | N/A | N/A | N/A | 17 | EC dia 66x125x2mm | N/A | N/A | N/A | N/A
Specma Seals | Grafex Staralmerad | N/A | N/A | N/A | N/A | N/A | N/A | N/A | 3711341 | SA2 dia 117x218x1mm | N/A | N/A | N/A
N/A | Gasket | N/A | 2420792-1 | N/A | N/A | N/A | N/A | N/A | N/A | N/A | N/A | N/A | N/A
N/A | Gasket | N/A | 2420792-1 | N/A | N/A | N/A | N/A | 30 | N/A | N/A | N/A | N/A | N/A
N/A | Gasket | N/A | 2420792-1 | N/A | 9850 | 2424353-A | 63 | 30 | N/A | N/A | N/A | N/A | N/A
N/A | Gasket | N/A | 2420792-1 | N/A | 9850 | 2424353-A | 68 | 30 | N/A | N/A | N/A | N/A | N/A
N/A | Gasket for Flange Connection | N/A | 2021278-3 | N/A | 9830 | 1CS61454-C | 17 | 8 | N/A | N/A | N/A | N/A | N/A
N/A | Gasket | N/A | 2422868-8 | N/A | N/A | N/A | N/A | 8 | N/A | N/A | N/A | N/A | N/A
N/A | Gasket Rubber | N/A | 21528011-1 | N/A | 9850 | 2424353-A | 40 | 4 | N/A | N/A | N/A | N/A | N/A
N/A | Gasket for Flange Connection | N/A | 2021278-7 | N/A | 9830 | 1CS61454-A | 18 | 8 | N/A | N/A | N/A | N/A | N/A
N/A | Gasket for Flange Connection | N/A | 2021278-4 | N/A | 9830 | 1CS61456-A | 6 | 4 | N/A | N/A | N/A | N/A | N/A
N/A | Sheet Gasket | N/A | T3711-315 | N/A | N/A | N/A | N/A | 1 | DN32/PN40 | N/A | N/A | N/A | N/A
N/A | Gasket | N/A | 2415046-2 | N/A | 9850 | 2421813-C | 39 | 3 | N/A | N/A | N/A | N/A | N/A
N/A | Sheet Gasket | N/A | T3711-319 | N/A | N/A | N/A | N/A | 2 | DN80/PN40 | N/A | N/A | N/A | N/A
N/A | Sealing ring C - seal | N/A | 2423623-3 | N/A | N/A | N/A | N/A | 5 | N/A | N/A | N/A | N/A | N/A
N/A | Gasket | N/A | T3706-138 | N/A | N/A | N/A | N/A | 1 | 38x44x2,5 | N/A | N/A | N/A | N/A
N/A | Hexagon Sockethead Screw | N/A | T1873-538 | N/A | N/A | N/A | N/A | N/A | M12TX35 | N/A | N/A | N/A | N/A
Argus | N/A | N/A | 2659J3 | N/A | N/A | N/A | N/A | 2 | N/A | N/A | N/A | N/A | N/A
N/A | Gasket | N/A | 2415046-2 | N/A | 9850 | 2424353-A | 59 | 1 | N/A | N/A | N/A | N/A | N/A
N/A | O-ring | N/A | T4951-410 | N/A | 9850 | 2424353-A | 44 | N/A | N/A | N/A | N/A | N/A | N/A
N/A | Lock Washer | N/A | T3907-192 | N/A | N/A | N/A | N/A | N/A | N/A | N/A | N/A | N/A | N/A
N/A | Gasket | N/A | 2415046-2 | N/A | 9850 | 2424353-A | 61 | 2 | N/A | N/A | N/A | N/A | N/A
N/A | Sheet Gasket | N/A | T3711-319 | N/A | N/A | N/A | N/A | 2 | DN80/PN40 | N/A | N/A | N/A | N/A
N/A | Sheet Gasket | N/A | T3711-315 | N/A | N/A | N/A | N/A | 1 | DN32/PN40 | N/A | N/A | N/A | N/A
N/A | Gasket for Flange Connection | N/A | 2021278-7 | N/A | 9830 | 1CS61454-A | 18 | 8 | N/A | N/A | N/A | N/A | N/A
N/A | Gasket Rubber | N/A | 21528011-1 | N/A | N/A | N/A | N/A | 4 | 36x95x6 | N/A | N/A | N/A | N/A
Argus | N/A | N/A | 304280 | N/A | N/A | N/A | N/A | 2 | N/A | N/A | N/A | N/A | N/A
Argus | N/A | N/A | 231927 | N/A | N/A | N/A | N/A | 4 | N/A | N/A | N/A | N/A | N/A
Argus | N/A | N/A | 527710 | N/A | N/A | N/A | N/A | 7 | N/A | N/A | N/A | N/A | N/A
N/A | N/A | Grafex 100 | 15898 | N/A | N/A | N/A | N/A | 1 | Dim 8x8 | N/A | N/A | N/A | N/A
Specma Seals | Sealing Tape | N/A | A2802152-647 | N/A | 9850 | 2424353_A | 50 | 2 | N/A | N/A | N/A | N/A | N/A
N/A | Lock Washer | N/A | T3907-178 | N/A | N/A | N/A | N/A | N/A | N/A | N/A | N/A | N/A | N/A
N/A | N/A | N/A | 527426 | N/A | N/A | N/A | N/A | 1 | N/A | N/A | N/A | N/A | N/A
N/A | N/A | N/A | 587893 | N/A | N/A | N/A | N/A | 1 | N/A | N/A | N/A | N/A | N/A
N/A | N/A | N/A | 524038 | N/A | N/A | N/A | N/A | N/A | N/A | N/A | N/A | N/A | N/A
Argus | Repair kit, ballvalves | N/A | 2040399-2 | N/A | 9830 | 2049631-A | 5 | 1 | N/A | N/A | N/A | N/A | N/A
Specma Seals | Grafex 100 | Grafex 100 8mm 8m | N/A | N/A | N/A | N/A | N/A | 1 | 322008 | 52439 | N/A | N/A | N/A
N/A | Protective hood | N/A | T6301-812 | N/A | N/A | N/A | N/A | N/A | D=12,5 | RL20240 std prod. B-insp. cons. | N/A | N/A | N/A
N/A | Protective hood | N/A | T6301-809 | N/A | N/A | N/A | N/A | N/A | D=9,7 | RL20240 std prod. B-insp. cons. | N/A | N/A | N/A
N/A | Protective hood | N/A | T6301-821 | N/A | N/A | N/A | N/A | N/A | D=20,5 | RL20240 std prod. B-insp. cons. | N/A | N/A | N/A
N/A | Sheet Gasket | N/A | T3711-319 | N/A | 2310 | N/A | N/A | 2 | DN80/PN40 | RL20010 outlet casing, cons. | N/A | N/A | N/A
N/A | Repair kit, Ballvalves | N/A | 2040399-3 | N/A | 9830 | 2049631-A | 6 | 1 | N/A | N/A | N/A | N/A | N/A
Specma Seals | Grafex 100 | Grafex 100 8mm 8m | N/A | N/A | N/A | N/A | N/A | 1 | 20485 | N/A | N/A | N/A | N/A
N/A | Gasket | N/A | 2420792-1 | N/A | N/A | N/A | N/A | 4 | N/A | N/A | N/A | N/A | N/A
N/A | Punsch | N/A | 2421754-1 | N/A | 2921 | 2421646-C | 4 | 1 | N/A | N/A | N/A | N/A | N/A
N/A | Mundrel - Punsch | N/A | 2421754-1 | N/A | 2921 | 2421646-B | 4 | 1 | N/A | N/A | N/A | N/A | N/A
N/A | Sheet Gasket | N/A | T3711-319 | N/A | 2310 | N/A | N/A | 2 | DN80/PN40 | RL20010 outlet casing, cons. | N/A | N/A | N/A
N/A | Gasket Armco | N/A | 2422868-7 | N/A | 2348 | 2423439-A | N/A | 1 | N/A | N/A | N/A | N/A | N/A
N/A | Sheet Gasket | N/A | T3711-319 | N/A | N/A | N/A | N/A | N/A | A126899-000600 | N/A | N/A | N/A | N/A
N/A | Sheet Gasket | N/A | T3711-319 | N/A | 4011 | N/A | N/A | 2 | DN32/PN40 | RL20010 outlet casing, cons. | N/A | N/A | N/A
N/A | Repair kit, Ballvalves | N/A | 2040399-1 | N/A | 9830 | 2049631-A | 4 | 1 | N/A | N/A | N/A | N/A | N/A
N/A | Gasket for Flange Connection | N/A | 2021278-3 | N/A | 9830 | 1CS61454-A | 17 | 2 | N/A | N/A | N/A | N/A | N/A
N/A | Sheet Gasket | N/A | T3711-319 | N/A | N/A | N/A | N/A | N/A | N/A | N/A | N/A | N/A | N/A
N/A | Washer | N/A | T3725-179 | N/A | N/A | N/A | N/A | 3 | N/A | N/A | N/A | N/A | N/A
N/A | Sheet Gasket | N/A | T3711-315 | N/A | 9850 | 2424353-A | 124 | 1 | N/A | N/A | N/A | N/A | N/A
N/A | Gasket | N/A | T3706-138 | N/A | 9850 | 2424353-A | 3 | 1 | N/A | N/A | N/A | N/A | N/A
N/A | Grafex 100 | N/A | N/A | N/A | N/A | N/A | N/A | 1 | N/A | N/A | N/A | N/A | N/A
Specma Seals | Gasket | N/A | 1CSA21713-1 | N/A | 2660 | N/A | N/A | 1 | N/A | N/A | N/A | N/A | N/A
Parker | Solenoide Valve | N/A | 7341NAKBJNM0 | N/A | N/A | N/A | N/A | N/A | 341N31 | WO021561265 | Z1719C | N/A | N/A
N/A | N/A | N/A | N/A | N/A | N/A | N/A | N/A | 1 | 576616 | N/A | N/A | N/A | N/A
N/A | N/A | N/A | N/A | N/A | N/A | N/A | N/A | 1 | 526585 | N/A | N/A | N/A | N/A
N/A | Gasket | N/A | 2421466-1 | N/A | 9850 | 2424353-A | 18 | 4 | N/A | N/A | N/A | N/A | N/A
N/A | Sheet Gasket | N/A | T3712-324 | N/A | 9850 | 2424353-A | 129 | 1 | N/A | N/A | N/A | N/A | N/A
N/A | Gasket Armco | N/A | 2422868-1 | N/A | 9850 | 2423439-A | 74 | 2 | N/A | N/A | N/A | N/A | N/A
N/A | Sealing cover | N/A | 2424990-1 | N/A | N/A | N/A | N/A | 30 | UNF 1/2"x20 L=15 | N/A | N/A | N/A | N/A
N/A | Sealing cover | N/A | N/A | N/A | N/A | N/A | N/A | 12 | N/A | N/A | N/A | N/A | N/A
ITEMS | Sealing cover | N/A | 2424994-1 | 16218 | N/A | N/A | 10 | 50 | 7000765173 | N/A | N/A | N/A | N/A
N/A | Sealing cover | N/A | 2424995-1 | N/A | N/A | N/A | N/A | 30 | UNF 1/2"x20 L=15 | N/A | N/A | N/A | N/A
N/A | Lock Washer (folded) | N/A | T3910-164 | N/A | 2450 | N/A | N/A | 8 | 8,5x20x0,8 | N/A | N/A | N/A | N/A
N/A | Sealing cover | N/A | N/A | N/A | N/A | N/A | N/A | N/A | N/A | N/A | N/A | N/A | N/A
N/A | Lock Washer (folded) | N/A | T3910-179 | N/A | 2320 | N/A | N/A | 8 | 13x30x1 | N/A | N/A | N/A | N/A
N/A | Lock Washer | N/A | T3907-192/T3907 | N/A | 2450 | N/A | N/A | 47 | M20 | N/A | N/A | N/A | N/A
N/A | Lock Washer | N/A | T3907-186/T3907 | N/A | 2430 | N/A | N/A | 8 | 25,4/17x3,2 | N/A | N/A | N/A | N/A
N/A | Lock Washer (folded) | N/A | T3910-179 | N/A | 2510 | N/A | N/A | 30 | 13x30x1 | N/A | N/A | N/A | N/A
N/A | Lock Washer (folded) | N/A | T3910-173 | N/A | 2510 | N/A | N/A | 10 | 10,5x26x1 | N/A | N/A | N/A | N/A
N/A | Lock Washer (folded) | N/A | T3910-178 | N/A | 2450 | N/A | N/A | 65 | N/A | N/A | N/A | N/A | N/A
N/A | Sealing cover | N/A | N/A | N/A | N/A | N/A | N/A | N/A | 70271 | N/A | N/A | N/A | N/A
N/A | Sealing cover | N/A | N/A | N/A | N/A | N/A | N/A | N/A | 70270 | N/A | N/A | N/A | N/A
N/A | Sealing cover | N/A | N/A | N/A | N/A | N/A | N/A | N/A | 70266 | N/A | N/A | N/A | N/A
N/A | Lock Washer | N/A | T3907-178 | N/A | 2361 | N/A | N/A | 35 | N/A | N/A | N/A | N/A | N/A
N/A | Lock Washer | N/A | T3907-186/T3907 | N/A | 2650 | N/A | N/A | 90 | 25,4/17x3,2 | N/A | N/A | N/A | N/A
N/A | Lock Washer | N/A | N/A | N/A | N/A | N/A | N/A | N/A | N/A | N/A | N/A | N/A | N/A
N/A | Lock Washer Nordlock | N/A | T3907-179 | N/A | 2651 | N/A | N/A | 19 | 13x25,4x3,2 | N/A | N/A | N/A | N/A
N/A | Lock Washer (folded) | N/A | 2420702-1 | N/A | 2650 | N/A | N/A | 33 | N/A | N/A | N/A | N/A | N/A
N/A | Lock Washer | N/A | T3907-186/T3907 | N/A | 2450 | N/A | N/A | 45 | 25,4/17x3,2 | N/A | N/A | N/A | N/A
N/A | Lock Washer | N/A | N/A | N/A | N/A | N/A | N/A | N/A | N/A | N/A | N/A | N/A | N/A
N/A | Hexagon Head Screw | N/A | T1663-629 | N/A | N/A | N/A | N/A | 4 | M16TX45 | N/A | N/A | N/A | N/A
N/A | Sheet Gasket | N/A | T3711-315 | N/A | 4011 | N/A | N/A | 1 | DN32/PN40 | N/A | N/A | N/A | N/A
N/A | Lock Washer | N/A | T3907-153 | N/A | 2410 | N/A | N/A | 18 | N/A | N/A | N/A | N/A | N/A
N/A | Washer | N/A | T3622-178 | N/A | 2410 | N/A | N/A | 8 | 13x24x2,5 | N/A | N/A | N/A | N/A
N/A | Washer | N/A | 21517002-197 | N/A | 2660 | N/A | N/A | 6 | 24x70x1 | N/A | N/A | N/A | N/A
N/A | Sheet Gasket | N/A | T3711-319 | N/A | 2310 | N/A | N/A | 1 | DN80/PN40 | N/A | N/A | N/A | N/A
N/A | Lock Washer | N/A | T3904-173 | N/A | 2410 | N/A | N/A | 40 | D=10,3 | N/A | N/A | N/A | N/A
N/A | Hexagon Head Bolt | N/A | T1665-542 | N/A | N/A | N/A | N/A | 5 | M12Tx50 | N/A | N/A | N/A | N/A
N/A | Washer | N/A | 2425772-1 | N/A | 2921 | N/A | N/A | 4 | N/A | N/A | N/A | N/A | N/A
N/A | Gasket Rubber | N/A | 21528011-1 | N/A | 2410 | N/A | N/A | 1 | 36x95x6 | N/A | N/A | N/A | N/A
N/A | Lock Washer | N/A | T3907-178 | N/A | 2510 | N/A | N/A | 16 | N/A | N/A | N/A | N/A | N/A
N/A | Screw | N/A | N/A | N/A | N/A | N/A | N/A | 3 | N/A | N/A | N/A | N/A | N/A
N/A | Hexagon Nut | N/A | 21267008-81 | N/A | N/A | N/A | N/A | 110 | M12 | N/A | N/A | N/A | N/A
N/A | Lock Washer | N/A | T3907-186 | N/A | 2410 | N/A | N/A | 33 | 25,4/17x3,2 | N/A | N/A | N/A | N/A
N/A | Lock Washer | N/A | T3907-153 | N/A | 9850 | 2424353-A | 33 | 8 | N/A | N/A | N/A | N/A | N/A
N/A | Lock Washer | N/A | T3907-153 | N/A | 2410 | N/A | N/A | 8 | N/A | N/A | N/A | N/A | N/A
N/A | Lock Washer | N/A | N/A | N/A | N/A | N/A | N/A | N/A | N/A | N/A | N/A | N/A | N/A
N/A | Lock Washer | N/A | T3905-178 | N/A | 2320 | N/A | N/A | 4 | N/A | N/A | N/A | N/A | N/A
N/A | Hexagon Head Bolt Large C | N/A | T1663-540 | N/A | N/A | N/A | N/A | 4 | M12Tx40 | N/A | N/A | N/A | N/A
N/A | Lock Washer | N/A | T3907-178 | N/A | 2410 | N/A | N/A | 15 | N/A | N/A | N/A | N/A | N/A
N/A | Lock Washer | N/A | T3907-165 | N/A | 2316 | N/A | N/A | 2 | N/A | N/A | N/A | N/A | N/A
N/A | Sealing | N/A | 2423427-1/2423427 | N/A | 2510 | N/A | N/A | 5 | 175x95 | N/A | N/A | N/A | N/A
N/A | Washer | N/A | 21518002-6 | N/A | 2361 | N/A | N/A | 1 | 13x40x5 | N/A | N/A | N/A | N/A
N/A | Gasket | N/A | 2422868-8 | N/A | 2610 | N/A | N/A | 8 | N/A | N/A | N/A | N/A | N/A
N/A | Sheet Gasket | N/A | T3713-319 | N/A | 2310 | N/A | N/A | 1 | DN80/PN40 | N/A | N/A | N/A | N/A
N/A | Lock Washer | N/A | T3907-187 | N/A | 2316 | N/A | N/A | 19 | 17x30,7x3,2 | N/A | N/A | N/A | N/A
Specma Seals | Sheet Gasket | N/A | T3712-225 | N/A | 4011 | N/A | N/A | 1 | DN250/PN16 | N/A | N/A | N/A | N/A
Specma Seals | Sheet Gasket | N/A | T3712-220 | N/A | 2348 | N/A | N/A | 4 | DN100/PN16 | N/A | N/A | N/A | N/A
Specma Seals | Square Gasket | N/A | 2421283-1 | N/A | 2361 | N/A | N/A | 2 | N/A | N/A | N/A | N/A | N/A
Specma Seals | Grafex Steel Enforced | N/A | 2421283-1 | N/A | N/A | N/A | N/A | 1 | 96x96x0,75 | 3710047 | N/A | N/A | N/A
Densiq | Grafex EX | N/A | S3614-700 | N/A | N/A | N/A | N/A | N/A | DN150/PN10-16 | 274150 | N/A | N/A | N/A
BUFAB | Lock Washer | N/A | S3614-070 | N/A | N/A | N/A | N/A | 200 | 13x24x42x1 | 464152 | N/A | N/A | N/A
Densiq | Grafex Steel Enforced | N/A | 1CSA8285-1 | N/A | N/A | N/A | N/A | 8 | 66x125x2 | 3171353 | N/A | N/A | N/A
Specma Seals | Grafex EC | N/A | 1CSA8257-1 | N/A | N/A | N/A | N/A | 2 | 25x75x2 | 3740180 | N/A | N/A | N/A
N/A | Hexagon Head Bolt | N/A | T1665-542 | N/A | N/A | N/A | N/A | 10 | M12Tx50 | N/A | N/A | N/A | N/A
N/A | Lock Washer | N/A | T3907-178 | N/A | N/A | N/A | N/A | 40 | N/A | N/A | N/A | N/A | N/A
Backres | Oil Paint Kobalt Blue | N/A | N/A | N/A | N/A | N/A | N/A | 3 | 37 ml | N/A | N/A | N/A | N/A
N/A | Washer folded | N/A | T3910-179 | N/A | N/A | N/A | N/A | N/A | 100229-000440 | N/A | N/A | N/A | N/A
N/A | Lashing wire | N/A | 1CSA20707-1 | N/A | N/A | N/A | N/A | 1 | 140x65x20 | N/A | N/A | N/A | N/A
N/A | Lock Washer folded | N/A | 2420702-1 | N/A | 2650 | N/A | N/A | 33 | N/A | N/A | N/A | N/A | N/A
N/A | Rudder Coupling Straight | N/A | T7051-4 | N/A | N/A | N/A | N/A | 2 | N/A | N/A | N/A | N/A | N/A
N/A | Lock Washer folded | N/A | T3905-165 | N/A | 2650 | N/A | N/A | 55 | N/A | N/A | N/A | N/A | N/A
N/A | Hexagon Nut | N/A | T2821-424 | N/A | N/A | N/A | N/A | N/A | 12418785 | N/A | N/A | N/A | N/A
N/A | N/A | N/A | T2353-240 | N/A | N/A | N/A | N/A | 2 | 100229-000590 | N/A | N/A | N/A | N/A
N/A | Washer Nordlock | N/A | T3907-179 | N/A | N/A | N/A | N/A | N/A | N/A | N/A | N/A | N/A | N/A
N/A | Nut | N/A | N/A | N/A | N/A | N/A | N/A | N/A | N/A | N/A | N/A | N/A | N/A
N/A | Hexagon Nut | N/A | T2804-126 | N/A | N/A | N/A | N/A | N/A | TDA4-80 | N/A | N/A | N/A | N/A
N/A | N/A | N/A | T7067-7 | N/A | N/A | N/A | N/A | N/A | N/A | N/A | N/A | N/A | N/A
N/A | Lock Washer folded | N/A | T3905-178 | N/A | 2651 | N/A | N/A | 20 | N/A | N/A | N/A | N/A | N/A
N/A | Lock Washer folded | N/A | N/A | N/A | N/A | N/A | N/A | 3 | N/A | N/A | N/A | N/A | N/A
N/A | Hexagon Screw | N/A | T1663-638 | N/A | N/A | N/A | N/A | 8 | N/A | N/A | N/A | N/A | N/A
N/A | Washer | N/A | N/A | N/A | N/A | N/A | N/A | 4 | N/A | N/A | N/A | N/A | N/A
N/A | Lock Washer folded | N/A | T3905-178 | N/A | 2651 | N/A | N/A | 14 | N/A | N/A | N/A | N/A | N/A
N/A | N/A | N/A | N/A | N/A | N/A | N/A | N/A | N/A | N/A | N/A | N/A | N/A | N/A
N/A | Hexagon Screw | N/A | N/A | N/A | N/A | N/A | N/A | N/A | M16x80 | N/A | N/A | N/A | N/A
N/A | Washer | N/A | N/A | N/A | N/A | N/A | N/A | 3 | N/A | N/A | N/A | N/A | N/A
N/A | N/A | N/A | N/A | N/A | N/A | N/A | N/A | N/A | 3,0mm drill | N/A | N/A | N/A | N/A
Techno Gewebe | N/A | N/A | N/A | N/A | N/A | N/A | N/A | N/A | N/A | N/A | N/A | N/A | N/A
Nord Lock | Washer | N/A | T3907-179 | 1108 | N/A | N/A | N/A | N/A | 50225-1 | N/A | N/A | N/A | N/A
Nord Lock | Washer | N/A | T3907-179 | 1108 | N/A | N/A | N/A | N/A | 50225-1 | N/A | N/A | N/A | N/A
N/A | Screw | N/A | 2423032-1 | N/A | 2440 | N/A | N/A | N/A | N/A | N/A | N/A | N/A | N/A
Nord Lock | Washer | N/A | T3907-179 | N/A | N/A | N/A | N/A | N/A | N/A | N/A | N/A | N/A | N/A
Nord Lock | Washer | N/A | T3907-179 | N/A | N/A | N/A | N/A | N/A | N/A | N/A | N/A | N/A | N/A
N/A | Washer | N/A | N/A | N/A | N/A | N/A | N/A | N/A | N/A | N/A | N/A | N/A | N/A
N/A | Lock Washer | N/A | T3907-178 | N/A | 2651 | N/A | N/A | 158 | N/A | N/A | N/A | N/A | N/A
N/A | Lock Washer | N/A | T3907-165 | N/A | 2361 | N/A | N/A | 2 | N/A | N/A | N/A | N/A | N/A
N/A | Lock Washer | N/A | T3907-165 | N/A | 2361 | N/A | N/A | 2 | N/A | N/A | N/A | N/A | N/A
N/A | Washer | N/A | T3910-179 | N/A | N/A | N/A | N/A | N/A | N/A | N/A | N/A | N/A | N/A
N/A | Washer | N/A | T3910-185 | N/A | N/A | N/A | N/A | N/A | N/A | N/A | N/A | N/A | N/A
N/A | Washer | N/A | T3623-173 | N/A | N/A | N/A | N/A | N/A | N/A | N/A | N/A | N/A | N/A
N/A | Hexagon Nut | N/A | T2804-124 | N/A | N/A | N/A | N/A | 8 | TD A4-80 | N/A | N/A | N/A | N/A
N/A | Pipe Connector | N/A | 3820538-3 | N/A | N/A | N/A | N/A | N/A | 31602PB | N/A | N/A | N/A | N/A
N/A | Lock Washer | N/A | 21517002-162 | N/A | 2651 | N/A | N/A | 6 | 18x32 | N/A | N/A | N/A | N/A
N/A | Sealing cover | N/A | A6461230-51 | N/A | N/A | N/A | N/A | N/A | 70266 | 70271 | N/A | N/A | N/A
N/A | Washer | N/A | 2425772-1 | N/A | 2921 | N/A | N/A | 2 | N/A | N/A | N/A | N/A | N/A
N/A | Hexagon Screw | N/A | T1663-457/18 | N/A | N/A | N/A | N/A | 2 | N/A | N/A | N/A | N/A | N/A
N/A | Hexagon Screw | N/A | T1663-698/16 | N/A | N/A | N/A | N/A | 8 | N/A | N/A | N/A | N/A | N/A
N/A | Hexagon Head Screw | N/A | T1622-491 | N/A | 2405 | 2422058-A | 5 | 3 | N/A | N/A | N/A | N/A | N/A
N/A | Lock Washer | N/A | T3910-186 | N/A | N/A | N/A | N/A | N/A | N/A | N/A | N/A | N/A | N/A
N/A | Washer | N/A | T3910-185 | N/A | N/A | N/A | N/A | N/A | N/A | N/A | N/A | N/A | N/A
N/A | Washer | N/A | T3725-179 | N/A | N/A | N/A | N/A | 3 | N/A | N/A | N/A | N/A | N/A
Phoenix Contact | Sleeve | N/A | 1CSA8130-1 | N/A | N/A | N/A | N/A | 40 | N/A | N/A | N/A | N/A | N/A
N/A | Water filter | N/A | A7112590-231 | N/A | 9830 | 1CS61434-C | 5 | 1 | DN25/PN20 | N/A | N/A | N/A | N/A
N/A | Hexagon Screw | N/A | T1624-644 | N/A | N/A | N/A | N/A | N/A | N/A | N/A | N/A | N/A | N/A
N/A | Pipe Conncetor | N/A | 3820538-1 | N/A | N/A | N/A | N/A | 2 | N/A | N/A | N/A | N/A | N/A
N/A | Hexagon Screw | N/A | T1624-695 | N/A | N/A | N/A | N/A | 8 | N/A | N/A | N/A | N/A | N/A
N/A | Hexagon Nut | N/A | T2802-128 | N/A | N/A | N/A | N/A | N/A | N/A | N/A | N/A | N/A | N/A
N/A | Hexagon Nut | N/A | T1622-724 | N/A | N/A | N/A | N/A | N/A | N/A | N/A | N/A | N/A | N/A
Nord Lock | Washer | N/A | T3904-178 | 1126 | N/A | N/A | N/A | N/A | 50382-1 | N/A | N/A | N/A | N/A
Nord Lock | Washer | N/A | T3904-192 | 1126 | N/A | N/A | N/A | N/A | 62325-1 | N/A | N/A | N/A | N/A
N/A | Hexagon Nut | N/A | N/A | N/A | N/A | N/A | N/A | 2 | N/A | N/A | N/A | N/A | N/A
N/A | Hexagon Screw, washer and nut set | N/A | N/A | N/A | N/A | N/A | N/A | N/A | H20x120 | N/A | N/A | N/A | N/A
N/A | Washer | N/A | N/A | N/A | N/A | N/A | N/A | N/A | N/A | N/A | N/A | N/A | N/A
N/A | Washer | N/A | N/A | N/A | N/A | N/A | N/A | N/A | N/A | N/A | N/A | N/A | N/A
N/A | Washer | N/A | N/A | N/A | N/A | N/A | N/A | N/A | N/A | N/A | N/A | N/A | N/A
N/A | N/A | N/A | N/A | N/A | N/A | N/A | N/A | N/A | N/A | N/A | N/A | N/A | N/A
N/A | Washer | N/A | N/A | N/A | N/A | N/A | N/A | N/A | N/A | N/A | N/A | N/A | N/A
N/A | Washer | N/A | N/A | N/A | N/A | N/A | N/A | N/A | N/A | N/A | N/A | N/A | N/A
N/A | Hexagon Screw | N/A | N/A | N/A | N/A | N/A | N/A | 5 | N/A | N/A | N/A | N/A | N/A
N/A | Hexagon Screw | N/A | N/A | N/A | N/A | N/A | N/A | N/A | N/A | N/A | N/A | N/A | N/A
N/A | Sheet Gasket | N/A | T3711-315 | N/A | N/A | N/A | N/A | 1 | N/A | N/A | N/A | N/A | N/A
N/A | Hexagon Nut | N/A | N/A | N/A | N/A | N/A | N/A | N/A | LE KG | N/A | N/A | N/A | N/A
N/A | N/A | N/A | N/A | N/A | N/A | N/A | N/A | N/A | N/A | N/A | N/A | N/A | N/A
N/A | Cover #2 | N/A | N/A | N/A | 2665 | N/A | N/A | N/A | N/A | N/A | N/A | N/A | N/A
N/A | Pipe | N/A | N/A | N/A | N/A | N/A | N/A | N/A | N/A | N/A | N/A | N/A | N/A
N/A | Screws | N/A | N/A | N/A | N/A | N/A | N/A | N/A | M48x90 | A4-50 | N/A | N/A | N/A
N/A | Hexagon Screw | N/A | N/A | N/A | N/A | N/A | N/A | 5 | A2-70 | N/A | N/A | N/A | N/A
N/A | Hexagon Screw | N/A | N/A | N/A | N/A | N/A | N/A | N/A | N/A | N/A | N/A | N/A | N/A
N/A | Hexagon Screw | N/A | N/A | N/A | N/A | N/A | N/A | 3 | TY 10.9 | N/A | N/A | N/A | N/A
N/A | Hexagon Screw | N/A | N/A | N/A | N/A | N/A | N/A | 2 | A2 90 | N/A | N/A | N/A | N/A
N/A | Hexagon Screw | N/A | N/A | N/A | N/A | N/A | N/A | 1 | N/A | N/A | N/A | N/A | N/A
N/A | Hexagon Screw | N/A | N/A | N/A | N/A | N/A | N/A | 3 | A2 70 | THE | N/A | N/A | N/A
N/A | N/A | N/A | 21518002-6/13 | N/A | N/A | N/A | N/A | 1 | TV-9011120 | N/A | N/A | N/A | N/A
N/A | Hexagon Nut | N/A | N/A | N/A | N/A | N/A | N/A | 2 | 8319 | JS | 2H | N/A | N/A
N/A | N/A | N/A | N/A | N/A | N/A | N/A | N/A | N/A | N/A | N/A | N/A | N/A | N/A
N/A | Hose | N/A | 1CSA7988-1 | N/A | N/A | N/A | N/A | N/A | 5m | N/A | N/A | N/A | N/A
N/A | Metal support | N/A | N/A | N/A | N/A | N/A | N/A | 4 | No lift | N/A | N/A | N/A | N/A
N/A | Connection Fleece | N/A | N/A | N/A | N/A | N/A | N/A | 1 | N/A | N/A | N/A | N/A | N/A
N/A | N/A | N/A | N/A | N/A | N/A | N/A | N/A | 4 | N/A | N/A | N/A | N/A | N/A
N/A | Transport Security Compensator | N/A | N/A | N/A | N/A | N/A | N/A | 3 | 50 | 40 | N/A | N/A | N/A
N/A | Wire rouend, stainless | N/A | 13408044-139 | N/A | 9850 | 2424353-A | 132 | N/A | 20 m | N/A | N/A | N/A | N/A
N/A | Hexagon Screw | N/A | N/A | N/A | N/A | N/A | N/A | N/A | N/A | N/A | N/A | N/A | N/A
ABB | Contactor | N/A | A7595350-10 | N/A | 9840 | 318160-A | 2 | 1 | N/A | N/A | N/A | N/A | N/A
N/A | Spring | N/A | 1CS61420-C | N/A | N/A | N/A | 18 | N/A | N/A | N/A | N/A | N/A | N/A
Melco Technorex | Cooling fan | N/A | 4570067792 | N/A | N/A | N/A | 230 | 4 | 1CSA6749-1 | N/A | N/A | N/A | N/A
N/A | Pipe Connector | N/A | 3820538-3 | N/A | N/A | N/A | N/A | 1 | N/A | N/A | N/A | N/A | N/A
N/A | Overload protection | N/A | 1CSA6743-1 | N/A | 9840 | 1CSA59693-A | 170 | 1 | 457006772 | 1CSA674 | N/A | N/A | N/A
Rauh Hydraulik Gmbh | Straight screw connection | N/A | N/A | 461539 | N/A | N/A | 4 | 5 | 731090936 | 710062000 | N/A | N/A | N/A
N/A | N/A | N/A | N/A | N/A | N/A | N/A | N/A | 4 | BMDEBMS1N(1/2")1N(1/2")B | IP66/68 Ta -40 C/+ 80 C | N/A | N/A | N/A
N/A | N/A | N/A | N/A | N/A | N/A | N/A | N/A | 3 | N/A | N/A | N/A | N/A | N/A
Parker | N/A | N/A | N/A | N/A | N/A | N/A | N/A | 1 | 7341NAKBJNM0-N1 | DZ02C2 | 341N41-2995-481865C2 | N/A | N/A
Sunon | Fan | DP200A | 2123XBT.GN | N/A | N/A | N/A | N/A | 1 | N/A | N/A | N/A | N/A | N/A
Sunon | Fan | DP200A | 2123XBT.GN | N/A | N/A | N/A | N/A | 1 | N/A | N/A | N/A | N/A | N/A
Sunon | Fan | DP200A | 2123XBT.GN | N/A | N/A | N/A | N/A | 1 | N/A | N/A | N/A | N/A | N/A
N/A | Knife Blade Breaker | N/A | CSA6741-1 | N/A | 9840 | 1CS59693-A | 17 | 2 | N/A | N/A | N/A | N/A | N/A
N/A | Solenoid | N/A | 1CS28258-2 | N/A | 9830 | 1CS61423 | 4 | 1 | N/A | N/A | N/A | N/A | N/A
N/A | Communication Card | N/A | 1CS53180-1 | N/A | 9840 | 1CS59916-F | 25 | 1 | N/A | N/A | N/A | N/A | N/A
N/A | Auxiliary contact | N/A | A7595210-46 | N/A | 9840 | 318160-A | 4 | 1 | N/A | N/A | N/A | N/A | N/A
Kistler | High temperature pressure sensor | 6052C | N/A | 005949 | N/A | N/A | N/A | 2 | SN3055853 | N/A | N/A | N/A | N/A
Kistler | High temperature pressure sensor | 6052C | N/A | 005949 | N/A | N/A | N/A | 2 | SN4971492 | N/A | N/A | N/A | N/A
ABB | Power circuit-breaker | T2N160 | N/A | XT1B | N/A | N/A | N/A | N/A | BAB1219138 | N/A | N/A | N/A | N/A
N/A | N/A | N/A | N/A | N/A | N/A | N/A | 12 | 1 | B005731L1-000575 | N/A | N/A | N/A | N/A
N/A | Spare parts | N/A | 3820537-42 | N/A | 9830 | 1CS61454-C | 13 | 1 | N/A | N/A | N/A | N/A | N/A
N/A | N/A | N/A | N/A | N/A | N/A | N/A | N/A | 2 | 7924 | 5803040-001 | 3820537-10 | 15110480 | N/A
TMG | N/A | N/A | N/A | N/A | N/A | N/A | N/A | N/A | WQ0232-PV | 1005628 | N/A | N/A | N/A
N/A | N/A | N/A | N/A | N/A | N/A | N/A | N/A | N/A | 2422698-1QK715 | N/A | N/A | N/A | N/A
N/A | N/A | N/A | N/A | N/A | N/A | N/A | N/A | 1 | N/A | N/A | N/A | N/A | N/A
N/A | HTVS Special Cable | N/A | 2173034 | N/A | N/A | N/A | N/A | N/A | L2108B | N/A | N/A | N/A | N/A
N/A | Vibro-Meter Ignition Unit | N/A | 2421268-1 | N/A | 9850 | 2421813-C | 33 | 1 | N/A | N/A | N/A | N/A | N/A
N/A | N/A | N/A | N/A | N/A | N/A | N/A | N/A | N/A | N/A | N/A | N/A | N/A | N/A
N/A | Coupling | N/A | 1CS119417-1 | 006372 | N/A | N/A | N/A | 2 | N/A | N/A | N/A | N/A | N/A
N/A | N/A | N/A | N/A | N/A | N/A | N/A | N/A | 2 | N/A | N/A | N/A | N/A | N/A
N/A | Heat insulator for facility | N/A | N/A | 007160 | N/A | N/A | N/A | N/A | R1(B512.1) | N/A | N/A | N/A | N/A
N/A | N/A | N/A | N/A | N/A | N/A | N/A | N/A | N/A | N/A | N/A | N/A | N/A | N/A
Zimmer Hamburg | Sensor | GVAG-2VK3R | ER120394/4-120394 | N/A | N/A | N/A | N/A | 1 | N/A | N/A | N/A | N/A | N/A
N/A | Varistor | V571DB40 | N/A | 006279 | N/A | N/A | N/A | 1 | N/A | N/A | N/A | N/A | N/A
N/A | N/A | N/A | N/A | N/A | N/A | N/A | N/A | 3 | N/A | N/A | N/A | N/A | N/A
N/A | Gasgket | N/A | 2421235-1 | N/A | N/A | N/A | N/A | N/A | N/A | N/A | N/A | N/A | N/A
Specma Sales | N/A | N/A | N/A | N/A | N/A | N/A | N/A | N/A | N/A | N/A | N/A | N/A | N/A
N/A | Gasgket | N/A | 2421235-1 | N/A | N/A | N/A | N/A | 16 | N/A | N/A | N/A | N/A | N/A
N/A | Glass | N/A | 1837474-6 | N/A | N/A | N/A | N/A | 4 | N/A | N/A | N/A | N/A | N/A
N/A | Gasgket | N/A | 186493 | N/A | N/A | N/A | 10 | 50 | 38x44x2 | Massiv | Form A | DIN7603 | N/A
N/A | Set of 3 | N/A | N/A | N/A | N/A | N/A | N/A | 2 | N/A | N/A | N/A | N/A | N/A
N/A | N/A | N/A | N/A | N/A | N/A | N/A | N/A | N/A | N/A | N/A | N/A | N/A | N/A
N/A | N/A | N/A | N/A | N/A | N/A | N/A | N/A | N/A | N/A | N/A | N/A | N/A | N/A
N/A | Gasgket | N/A | 2421235-1 | N/A | N/A | N/A | N/A | 16 | N/A | N/A | N/A | N/A | N/A
Parker | Male Conncetor A-LOK | M12MSC3/8BR-316 | T7069-816 | N/A | N/A | N/A | 100 | N/A | 7000036965 | 0303-798130 | N/A | N/A | N/A
Parker | Male Conncetor A-LOK | M12MSC3/8BR-316 | T7069-816 | N/A | N/A | N/A | 100 | N/A | 7000036965 | 0303-798130 | N/A | N/A | N/A
Parker | Male Conncetor A-LOK | M12MSC3/8BR-316 | T7069-816 | N/A | N/A | N/A | 100 | N/A | 7000036965 | 0303-798130 | N/A | N/A | N/A
Parker | Male Conncetor A-LOK | M12MSC3/8BR-316 | T7069-816 | N/A | N/A | N/A | 100 | N/A | 7000036965 | 0303-798130 | N/A | N/A | N/A
Parker | Male Conncetor A-LOK | M12MSC3/8BR-316 | T7069-816 | N/A | N/A | N/A | 100 | N/A | 7000036965 | 0303-798130 | N/A | N/A | N/A
Parker | Male Conncetor A-LOK | M10MSC1/4BR-316 | N/A | N/A | N/A | N/A | N/A | 10 | 7020922 | N/A | N/A | N/A | N/A
Parker | Male Conncetor A-LOK | M10MSC1/4BR-316 | N/A | N/A | N/A | N/A | N/A | 10 | 7020922 | N/A | N/A | N/A | N/A
BFI Automation | Flame detector relay | 3001 | 2414795-14 | N/A | 9840 | 318154-D | 2 | 1 | 10763/F | N/A | N/A | N/A | N/A
Minimax | Flame detector | N/A | 2046967-1 | N/A | 9830 | 1CS60104-A | 6 | 1 | N/A | N/A | N/A | N/A | N/A
Fema | Pressure Switch/Pressure Limiter | DWR16 | NG-4347AQ1411 | 0000007042 | N/A | N/A | N/A | N/A | 3C028/05 | N/A | N/A | N/A | N/A
Minimax | N/A | N/A | 893547 | N/A | N/A | N/A | N/A | N/A | 1YA50257 | YO5 24VDC | N/A | N/A | N/A
Bussmann | N/A | N/A | 170M8650 | N/A | N/A | N/A | N/A | N/A | 70209 | B0338 | N/A | N/A | N/A
ABB | Automatic Voltage Regulator modul type UNITROL | 1000-7 | 3BHE016011R0226 | N/A | N/A | N/A | N/A | 1 | 4570070879 | N/A | N/A | N/A | N/A
BFI Automation | Flame detector relay | 3001 | 2414795-14 | 006209 | 9840 | 318154-D | 2 | 1 | 3001 | 10786/F | N/A | N/A | N/A
N/A | Radiator Gasket | N/A | ERP0061712000/3030002021 | N/A | N/A | N/A | K12007947 | 1 | N/A | N/A | N/A | N/A | N/A
N/A | N/A | N/A | N/A | N/A | N/A | N/A | N/A | N/A | N/A | N/A | N/A | N/A | N/A
N/A | Circuit Breaker | N/A | 1CSA19712/1 | N/A | N/A | N/A | N/A | N/A | N/A | N/A | N/A | N/A | N/A
Amot | N/A | N/A | 358 | N/A | N/A | N/A | N/A | 6 | N/A | N/A | N/A | N/A | N/A
Amot | N/A | N/A | 761 | N/A | N/A | N/A | N/A | 6 | N/A | N/A | N/A | N/A | N/A
Amot | N/A | N/A | 358 | N/A | N/A | N/A | N/A | 6 | N/A | N/A | N/A | N/A | N/A
Amot | N/A | N/A | 1183 | N/A | N/A | N/A | N/A | 6 | N/A | N/A | N/A | N/A | N/A
Amot | N/A | N/A | 761 | N/A | N/A | N/A | N/A | 6 | N/A | N/A | N/A | N/A | N/A
Amot | N/A | N/A | 46011X290 | N/A | N/A | N/A | N/A | 2 | N/A | N/A | N/A | N/A | N/A
Amot | Original Spare Part | N/A | 2433X115 | N/A | N/A | N/A | N/A | N/A | N/A | N/A | N/A | N/A | N/A
Minimax | Heat Detector | N/A | 1CS51830-1 | N/A | 9830 | 1CS60104-C | 5 | 1 | N/A | N/A | N/A | N/A | N/A
ABB | Contactor | A50-30-00 | A7595350-9 | N/A | N/A | N/A | 40 | 1 | 457007 | 1SBL351001R8000 | N/A | N/A | N/A
ABB | Contactor | N/A | A7595350-9 | N/A | 9840 | 318160-A | 1 | 2 | N/A | N/A | N/A | N/A | N/A
N/A | Extinguishing System Equipment/ CO2 Detector Red Green | N/A | 1CSA11480-2 | N/A | 9830 | 1CS60104-C | 7 | 1 | N/A | N/A | N/A | N/A | N/A
N/A | PTFE-Dichtband | N/A | N/A | N/A | N/A | N/A | N/A | N/A | N/A | N/A | N/A | N/A | N/A
Phoenix Contact | Powersupply | N/A | 2938620 | 006239 | N/A | N/A | N/A | N/A | QUINT-PS-100-240AC/24DC/20 | N/A | N/A | N/A | N/A
N/A | Diodes | N/A | D1230N18TS01 | N/A | N/A | N/A | N/A | 6 | 435 | GENO-GTS | N/A | N/A | N/A
N/A | Temperature sensor Turbine stator | N/A | 2420906-3 | N/A | 9850 | N/A | 100 | 1 | N/A | N/A | N/A | N/A | N/A
N/A | Brushholder with Brush | N/A | ER115152/06.09.2009.10 | N/A | N/A | N/A | N/A | 2 | N/A | N/A | N/A | N/A | N/A
N/A | Brushholder with Brush | N/A | ER115152/05.09.2009.10 | N/A | N/A | N/A | N/A | 4 | N/A | N/A | N/A | N/A | N/A
N/A | Contact brush | N/A | ERP0002947100/DPPPG-70006810 | N/A | N/A | N/A | N/A | 3 | N/A | N/A | N/A | N/A | N/A
Fema | N/A | DCM16 | N/A | N/A | N/A | N/A | N/A | N/A | N/A | N/A | N/A | N/A | N/A
Bently Nevada | Connecting cable for vibration mesuring sensor | 330400 | N/A | 006450 | N/A | N/A | N/A | N/A | N/A | N/A | N/A | N/A | N/A
N/A | MKV Capacitator | N/A | 115711 | N/A | N/A | N/A | N/A | N/A | B25835-M6474-K7 | N/A | N/A | N/A | N/A
N/A | Passive Components Terminal | N/A | 1CSA7469-1 | N/A | N/A | 1CS59693-A | 30 | 10 | N/A | N/A | N/A | N/A | N/A
N/A | N/A | N/A | N/A | N/A | N/A | N/A | N/A | N/A | N/A | N/A | N/A | N/A | N/A
N/A | Spare Glass Bulbs | N/A | 819907 | N/A | N/A | N/A | N/A | 3 | 4570079295+30+1CS62958-2 | N/A | N/A | N/A | N/A
Custom Control Sensors | Pressure Switch | 6900GZ12-7077 | N/A | N/A | N/A | N/A | N/A | 3 | 45-09 | N/A | N/A | N/A | N/A
Parker | Solenoids with flameproof encolusre | 4959052C | N/A | N/A | N/A | N/A | N/A | 1 | HZ96C2 | N/A | N/A | N/A | N/A
Bruel & Kjaer | Charge Amplifier and tailpiece | 2661-S-1-025-053 | N/A | N/A | N/A | N/A | N/A | 1 | 2425311-1 | N/A | N/A | N/A | N/A
Zimmer | Leakage water sensor | N/A | GVAG-2VK3R | 006274 | N/A | N/A | N/A | 1 | N/A | N/A | N/A | N/A | N/A
N/A | Control System Module | N/A | 1CS51960-2 | N/A | 9830 | 1CS60104-A | 11 | 1 | N/A | N/A | N/A | N/A | N/A
N/A | Relay | N/A | 1CSA6725-1 | N/A | 9840 | 1CS59693-A | 2 | 1 | N/A | N/A | N/A | N/A | N/A
ABB | Contactor | N/A | 1CSA6727-1 | N/A | 9840 | 1CS59693-A | 4 | 1 | N/A | N/A | N/A | N/A | N/A
N/A | N/A | N/A | N/A | N/A | N/A | N/A | N/A | N/A | N/A | N/A | N/A | N/A | N/A
Buchsjost | N/A | N/A | 8530300.9151 | N/A | N/A | N/A | N/A | N/A | N/A | N/A | N/A | N/A | N/A
Norgren | N/A | N/A | 1CSA11003-1 | N/A | N/A | N/A | 20 | 1 | 882100 | 30244 | N/A | N/A | N/A
N/A | Lube oil heater unit | N/A | 1CS45822-1 | N/A | 9830 | 1CS61420-C | 1 | 1 | N/A | N/A | N/A | N/A | N/A
Sensorex | Displacement transducer | N/A | 3820334-7 | N/A | 9830 | 1CS61454-C | 9 | 1 | N/A | N/A | N/A | N/A | N/A
Tecsis | Tempareture switch | N/A | A7115665-29 | N/A | 9830 | 1CS61434-C | 1 | 1 | N/A | N/A | N/A | N/A | N/A
N/A | Gasket | N/A | 2415046-2 | N/A | 9850 | 2421813-C | 39 | 3 | N/A | N/A | N/A | N/A | N/A
Minimax | N/A | N/A | 819932AI1 | N/A | N/A | N/A | N/A | N/A | N/A | N/A | N/A | N/A | N/A
Minimax | Control System Module | FMZ5000 | 1CS51960-1 | N/A | 9830 | 1CS60104-A | 10 | 1 | N/A | N/A | N/A | N/A | N/A
Minimax | Control System Module | N/A | 1CS51960-1 | N/A | 9830 | 1CS60104-A | 10 | 1 | N/A | N/A | N/A | N/A | N/A
Minimax | Control System Module | N/A | 1CS51960-3 | N/A | 9830 | 1CS60104-A | 12 | 1 | N/A | N/A | N/A | N/A | N/A
Minimax | Control System Module | N/A | 1CS51960-2 | N/A | 9830 | 1CS60104-A | 11 | 1 | N/A | N/A | N/A | N/A | N/A
Safetech | Line Card LS 1 | N/A | N/A | 006007 | N/A | N/A | N/A | N/A | N/A | N/A | N/A | N/A | N/A
Safetech | Line Card LS 1 | N/A | N/A | 006007 | N/A | N/A | N/A | N/A | N/A | N/A | N/A | N/A | N/A
Safetech | Line Card LS 1 | N/A | N/A | 006007 | N/A | N/A | N/A | N/A | N/A | N/A | N/A | N/A | N/A
Safetech | Line Card LS 1 | N/A | N/A | 006007 | N/A | N/A | N/A | N/A | N/A | N/A | N/A | N/A | N/A
N/A | Card CS1 | N/A | N/A | 006008 | N/A | N/A | N/A | N/A | N/A | N/A | N/A | N/A | N/A
Bently Nevada | Power Supply Unit | N/A | 1CSA8727-1 | N/A | 9840 | 1CS5731-AH | 2 | 1 | N/A | N/A | N/A | N/A | N/A
Safetech | Line Card LS 1 | N/A | N/A | 006007 | N/A | N/A | N/A | N/A | N/A | N/A | N/A | N/A | N/A
Schneider Electric | Listed man. motor. Control | NS100-160-250 | N/A | N/A | N/A | N/A | N/A | N/A | 7JPY0094860 | N/A | N/A | N/A | N/A
Schneider Electric | Listed man. motor. Control | NS100-160-250 | N/A | N/A | N/A | N/A | N/A | N/A | 9ZYN0691189 | N/A | N/A | N/A | N/A
ABB | N/A | N/A | 819932AI1 | N/A | N/A | N/A | N/A | 1 | N/A | N/A | N/A | N/A | N/A
N/A | N/A | N/A | N/A | N/A | N/A | N/A | N/A | 1 | PLN6-C6/1N-MW | JP69B | N/A | N/A | N/A
N/A | N/A | N/A | N/A | N/A | N/A | N/A | N/A | 1 | PLN6-C10/1N-MW | JP63B | N/A | N/A | N/A
N/A | N/A | N/A | N/A | N/A | N/A | N/A | N/A | 1 | PLN6-C4/1N-MW | JP54B | N/A | N/A | N/A
GM INternational | N/A | N/A | N/A | N/A | N/A | N/A | N/A | N/A | S.T.O.109 | Cu7-13 | N/A | N/A | N/A
N/A | Manual Screw In | N/A | N/A | N/A | N/A | N/A | N/A | 1 | 80/100 | N/A | N/A | N/A | N/A
Moeller | N/A | N/A | N/A | N/A | N/A | N/A | N/A | N/A | N/A | N/A | N/A | N/A | N/A
ABB | Signal contact | N/A | A7595210-47 | N/A | N/A | N/A | 80 | N/A | 45770070106 | N/A | N/A | N/A | N/A
Simens AG | N/A | N/A | 3RV1611-CG14 | N/A | N/A | N/A | N/A | 1 | N/A | N/A | N/A | N/A | N/A
N/A | MKV Capacitator | N/A | 115711 | N/A | N/A | N/A | N/A | N/A | B25835-M6474-K7 | N/A | N/A | N/A | N/A
N/A | Sensor type STE1 1" 2x40/PLUG | N/A | 120394 | N/A | N/A | N/A | N/A | 1 | 4-120394 | N/A | N/A | N/A | N/A
N/A | Spare Glass Bulb | N/A | 1CS62958-2 | N/A | 9830 | N/A | N/A | 1 | N/A | N/A | N/A | N/A | N/A
N/A | Spare Glass Bulb | N/A | 1CS62958-2 | N/A | 9830 | N/A | 450 | 1 | 819907 | N/A | N/A | N/A | N/A
N/A | Spare Glass Bulb | N/A | 1CS62958-2 | N/A | N/A | N/A | N/A | 2 | 819907 | 4570074352+20 | N/A | N/A | N/A
N/A | Lube oil heater unit | N/A | 1CS45822-1 | N/A | 9830 | 1CS61420-C | 1 | 1 | N/A | N/A | N/A | N/A | N/A
Flender | N/A | N/A | 13363153/100 | N/A | N/A | N/A | N/A | 1 | N/A | N/A | N/A | N/A | N/A
Flender | N/A | N/A | 13363153/100 | N/A | N/A | N/A | N/A | 1 | N/A | N/A | N/A | N/A | N/A
Bently Nevada | N/A | N/A | 2408714-1 | N/A | N/A | N/A | 10 | 1 | N/A | N/A | N/A | N/A | N/A
N/A | N/A | N/A | N/A | N/A | N/A | N/A | N/A | N/A | N/A | N/A | N/A | N/A | N/A
Dr Thiedig | N/A | N/A | PE 74.54.00 | 840A | N/A | N/A | 10 | N/A | N/A | N/A | N/A | N/A | N/A
N/A | Spare Parts | N/A | 3820537-42 | N/A | 9830 | 1CS61454-C | 13 | 1 | N/A | N/A | N/A | N/A | N/A
N/A | Push Button | N/A | 1CSA7957-2 | N/A | 9830 | 1CS60104-C | 8 | 1 | N/A | N/A | N/A | N/A | N/A
Axel Larsson | Switch Box | N/A | 2036608-2 | N/A | 9830 | 1CS61453-C | 1 | 1 | E4L-MEC M20 | N/A | N/A | N/A | N/A
Axel Larsson | Switch Box | N/A | 2036608-2 | N/A | 9830 | 1CS61453-C | 8 | 1 | E4L-MEC M20 | N/A | N/A | N/A | N/A
Moog | Brushless Servomotor | G403_517A | N/A | 006210 | N/A | N/A | N/A | N/A | G3L40_UL_N | N/A | N/A | N/A | N/A
ABB | Front Terminals | N/A | A051448 | N/A | N/A | N/A | N/A | 6 | T2 | N/A | N/A | N/A | N/A
N/A | Passive Components Connector | N/A | 1CSA7472-1 | N/A | 9840 | 1CS59693-A | 33 | 1 | N/A | N/A | N/A | N/A | N/A
N/A | Passive Components Connector | N/A | 1CSA7470-1 | N/A | 9840 | 1CS59693-A | 31 | 1 | N/A | N/A | N/A | N/A | N/A
N/A | Passive Components Crimp | N/A | 1CSA7473-1 | N/A | 9840 | 1CS59693-A | 34 | 15 | N/A | N/A | N/A | N/A | N/A
N/A | Specma Seals | N/A | 3710046 | N/A | N/A | N/A | N/A | N/A | Grafex stalarmerad | N/A | N/A | N/A | N/A
N/A | Cooling fan | N/A | 2037002-3 | N/A | 9830 | 1CS61420-C | 3 | 1 | N/A | N/A | N/A | N/A | N/A
N/A | N/A | N/A | 2421235-1 | N/A | N/A | N/A | N/A | N/A | N/A | N/A | N/A | N/A | N/A
N/A | Control System Module | N/A | 1CS51960-3 | N/A | 9830 | 1CS60104-A | 12 | 1 | N/A | N/A | N/A | N/A | N/A
N/A | Cooling fan | N/A | 2037002-3 | N/A | 9830 | 1CS61420-C | 3 | 1 | N/A | N/A | N/A | N/A | N/A
Mollet | Cable | N/A | N/A | N/A | N/A | N/A | N/A | N/A | KE-XCM-A110.5 | N/A | N/A | N/A | N/A
Lesjofors | N/A | N/A | N/A | N/A | N/A | N/A | N/A | N/A | N/A | N/A | N/A | N/A | N/A
Lesjofors | N/A | N/A | N/A | N/A | N/A | N/A | N/A | N/A | N/A | N/A | N/A | N/A | N/A
Lesjofors | N/A | N/A | N/A | N/A | N/A | N/A | N/A | N/A | N/A | N/A | N/A | N/A | N/A
Stabilus | N/A | N/A | N/A | N/A | N/A | N/A | N/A | N/A | 1938LQ0500N | 293/12K00 | N/A | N/A | N/A
N/A | Resistance Thermometer | N/A | ER122360/4-119883 | N/A | N/A | N/A | N/A | 1 | N/A | N/A | N/A | N/A | N/A
N/A | Resistance Thermometer | N/A | ER120125/4-119883 | N/A | N/A | N/A | N/A | 1 | N/A | N/A | N/A | N/A | N/A
N/A | Resistance Thermometer | WQ0232-PVDF0 | 4-119883 | N/A | N/A | N/A | N/A | 1 | 122360 | N/A | N/A | N/A | N/A
N/A | Resistance Thermometer | N/A | N/A | N/A | N/A | N/A | N/A | 1 | N/A | N/A | N/A | N/A | N/A
N/A | N/A | N/A | N/A | N/A | N/A | N/A | N/A | 1 | SGT 800 | 2030092 | Pipe 1 No 13A | N/A | N/A
N/A | N/A | N/A | 2420908-2 | N/A | N/A | N/A | N/A | 1 | N/A | N/A | N/A | N/A | N/A
N/A | N/A | N/A | N/A | N/A | N/A | N/A | N/A | 1 | N/A | N/A | N/A | N/A | N/A
N/A | N/A | N/A | 2420908-2 | N/A | N/A | N/A | N/A | 1 | N/A | N/A | N/A | N/A | N/A
N/A | N/A | N/A | 2420908-2 | N/A | N/A | N/A | N/A | 1 | N/A | N/A | N/A | N/A | N/A
N/A | N/A | N/A | 2420908-1 | N/A | N/A | N/A | N/A | 1 | N/A | N/A | N/A | N/A | N/A
Heinrich Kubler AG | Level switch | N/A | N/A | N/A | N/A | N/A | N/A | 1 | KP-51333/1 | 26529 | N/A | N/A | N/A
Heinrich Kubler AG | Level switch | N/A | 3820315-14 | N/A | 9830 | 1CS61420-C | N/A | 1 | KP-51333/1 | 26529 | N/A | N/A | N/A
N/A | Spacer Ring | N/A | 2421910-4 | N/A | 9850 | 2424353-A | 67 | 1 | N/A | N/A | N/A | N/A | N/A
ABB | Axuiliary contact | N/A | A7595210-48 | N/A | 9840 | 318160-A | 12 | 1 | N/A | N/A | N/A | N/A | N/A
N/A | Axuiliary contact | N/A | A7595210-45 | N/A | 9840 | 318160-A | 3 | 1 | N/A | N/A | N/A | N/A | N/A
N/A | Axuiliary contact | N/A | 1CSA6728-1 | N/A | 9840 | 1CS59693-A | 5 | 1 | N/A | N/A | N/A | N/A | N/A
N/A | Push Button | N/A | 1CSA7957-1 | N/A | N/A | 1CS60104-C | 9 | 4 | N/A | N/A | N/A | N/A | N/A
N/A | Push Button | N/A | 1CSA7957-1 | N/A | N/A | 1CS60104-A | 9 | 4 | N/A | N/A | N/A | N/A | N/A
Phoenix Contact | Loop Powered Isolator | N/A | MCR-SL-1CLP-I/I-00-4KV | N/A | N/A | N/A | N/A | 1 | N/A | N/A | N/A | N/A | N/A
Releco | Relay | QRC | N/A | N/A | N/A | N/A | N/A | 1 | E86015 | LR38456 | A003850 | N/A | N/A
ABB | Thermistor Motor Protection Monitoring Relay | N/A | 1CSA6737-1 | N/A | N/A | N/A | 110 | 1 | 4570067792 | N/A | N/A | N/A | N/A
GM International | 2 Channel Temperature Converter | D1072D | N/A | N/A | N/A | N/A | N/A | N/A | 131310144 | N/A | N/A | N/A | N/A
Phoenix Contact | Power Supply | N/A | 006238 | N/A | N/A | N/A | N/A | N/A | QUINT-PS-100-240AC/24DC/10 | D0014165 | 78-216-0300 | N/A | N/A
GM International | 2 Channel Temperature Converter | D1072D | N/A | N/A | N/A | N/A | N/A | N/A | N/A | N/A | N/A | N/A | N/A
N/A | Mini. Circuit Breaker | N/A | 1CSA6731-1 | N/A | 9840 | 1CS59693-A | 7 | 1 | N/A | N/A | N/A | N/A | N/A
N/A | Fuses, other | N/A | 1CSA9400-1 | N/A | 9840 | 1CS57137-AH | 4 | 2 | N/A | N/A | N/A | N/A | N/A
K Controls | Limit Switch | SBZ-01230/1 | 1CS45113-1 | N/A | 9830 | N/A | N/A | 1 | N/A | N/A | N/A | N/A | N/A
BFI Automation | Communication Card | 2.0 LA | 1CSA8732-1 | N/A | N/A | N/A | N/A | N/A | 206850/E | N/A | N/A | N/A | N/A
N/A | Varistor | V571DB40 | 112939 | N/A | N/A | N/A | N/A | N/A | N/A | N/A | N/A | N/A | N/A
ABB | Axuiliary contact | N/A | 1CSA6752-1 | N/A | 9840 | 1CS59693-A | 11 | 1 | N/A | N/A | N/A | N/A | N/A
Bently Nevada | N/A | N/A | N/A | N/A | N/A | N/A | N/A | N/A | 07D003NK | N/A | N/A | N/A | N/A
K Controls | Limit Switch | N/A | 1CS29849-2 | N/A | 9830 | 1CS61456-C | 3 | 1 | N/A | N/A | N/A | N/A | N/A
Semicron | Diode | N/A | 1CSA6739-1 | N/A | N/A | 1CS59693-A | 15 | 2 | N/A | N/A | N/A | N/A | N/A
Bruel and Kjaer Vibro | Charge Ampilifier | 266-S-1-025-053 | CMN0274.01 | N/A | N/A | N/A | N/A | N/A | 2661-201470209 | N/A | N/A | N/A | N/A
N/A | N/A | N/A | 1CSA6730-1 | N/A | N/A | N/A | 60 | N/A | 4570068802 | PLN6-C10/1N-MW | N/A | N/A | N/A
N/A | Passive components terminal | N/A | 1CSA7467-1 | N/A | 9840 | 1CS59693-A | 28 | 3 | N/A | N/A | N/A | N/A | N/A
N/A | Fuse | N/A | 1CSA6742-1 | N/A | 9840 | 1CS59693-A | 18 | 2 | N/A | N/A | N/A | N/A | N/A
N/A | Axuiliary contact | N/A | A7595210-49 | N/A | 9840 | 318160-A | 13 | 1 | N/A | N/A | N/A | N/A | N/A
N/A | Passive components terminal | N/A | 1CSA7465-1 | N/A | 9840 | 1CS59693-A | 26 | 3 | N/A | N/A | N/A | N/A | N/A
N/A | Passive components terminal | N/A | 1CSA7466-1 | N/A | 9840 | 1CS59693-A | 27 | 3 | N/A | N/A | N/A | N/A | N/A
N/A | Gas Sensor New Type | N/A | N/A | N/A | N/A | N/A | N/A | N/A | N/A | N/A | N/A | N/A | N/A
N/A | Terminal Block | N/A | A4442660-168 | N/A | 9840 | 1CS59291-A | 1 | 1 | N/A | N/A | N/A | N/A | N/A
N/A | Mini. Circuit Breaker | N/A | 1CSA6732-1 | N/A | 9840 | 1CS59693-A | 8 | 1 | N/A | N/A | N/A | N/A | N/A
Moog | N/A | N/A | N/A | N/A | N/A | N/A | N/A | N/A | C16475-001 | N/A | N/A | N/A | N/A
N/A | ACCL Mounting Base | N/A | 37439-02 | N/A | N/A | N/A | N/A | 1 | N/A | N/A | N/A | N/A | N/A
N/A | Overload protection | N/A | 1CSA6748-1 | N/A | 9840 | 1CS59693-A | 24 | 1 | N/A | N/A | N/A | N/A | N/A
N/A | Vibration Measuring Sensor | PN330400 | 006449 | N/A | N/A | N/A | N/A | N/A | N/A | N/A | N/A | N/A | N/A
Bently Nevada | N/A | N/A | 2408714-1 | N/A | N/A | N/A | 10 | N/A | N/A | N/A | N/A | N/A | N/A
Bently Nevada | Speedometer | 330500-00-20 | K97851 | N/A | N/A | N/A | N/A | 1 | N/A | N/A | N/A | N/A | N/A
Bently Nevada | N/A | N/A | N/A | N/A | N/A | N/A | N/A | N/A | N/A | N/A | N/A | N/A | N/A
K Controls | Switchbox 007-M1 | SLB-70M12 | N/A | N/A | N/A | N/A | N/A | N/A | N/A | N/A | N/A | N/A | N/A
Sunon | Overload protection | N/A | 7588324 | N/A | N/A | N/A | N/A | N/A | MB40201VX-000U-A99 | N/A | N/A | N/A | N/A
Meclo Technorex | Overload protection | N/A | 1CSA6747-1 | N/A | 9840 | 1CS59693-A | 23 | 3 | N/A | N/A | N/A | N/A | N/A
N/A | N/A | N/A | N/A | N/A | N/A | N/A | N/A | N/A | N/A | N/A | N/A | N/A | N/A
N/A | N/A | N/A | N/A | N/A | N/A | N/A | N/A | N/A | N/A | N/A | N/A | N/A | N/A
N/A | N/A | N/A | N/A | N/A | N/A | N/A | N/A | N/A | N/A | N/A | N/A | N/A | N/A
N/A | N/A | N/A | N/A | N/A | N/A | N/A | N/A | N/A | N/A | N/A | N/A | N/A | N/A
N/A | N/A | N/A | N/A | N/A | N/A | N/A | N/A | N/A | N/A | N/A | N/A | N/A | N/A
UWT Level Control | N/A | N/A | N/A | N/A | N/A | N/A | N/A | N/A | N/A | N/A | N/A | N/A | N/A
Bussmann | N/A | N/A | 170M8650 | N/A | N/A | N/A | N/A | N/A | 07029/B0383 | N/A | N/A | N/A | N/A
Bartec | Micro Switch | N/A | 2408582-2 | N/A | 9830 | 1CS61454-C | 10 | 1 | N/A | N/A | N/A | N/A | N/A
N/A | Limit Switch | N/A | 2046968-1 | N/A | 9830 | 1CS60104-C | 1 | 1 | 763261 | N/A | N/A | N/A | N/A
Schmersal | Limit Switch | N/A | 1CS25274-3 | N/A | 9830 | 1CS61454-C | 3 | 1 | 4888 | 3x1,5mmx25m | N/A | N/A | N/A
N/A | N/A | N/A | N/A | N/A | N/A | N/A | N/A | 1 | N/A | N/A | N/A | N/A | N/A
N/A | Hose | N/A | 1CSA13519-1 | N/A | N/A | N/A | N/A | 1 | RL40000 | 4M | N/A | N/A | N/A
Amos Sensoren & Messtechnik | N/A | N/A | N/A | N/A | N/A | N/A | N/A | 1 | N/A | N/A | N/A | N/A | N/A
N/A | Hose | N/A | 1CSA13519-1 | N/A | N/A | N/A | N/A | 1 | N/A | N/A | N/A | N/A | N/A
N/A | Limit Switch | XCW-A1105 | 1CS28254-1 | N/A | N/A | N/A | 30 | 1 | 4570070018 | N/A | N/A | N/A | N/A
Jaeger Connecteurs | N/A | N/A | FFD04M8100P | N/A | N/A | N/A | N/A | 1 | N/A | N/A | N/A | N/A | N/A
N/A | Actuator | N/A | 2426957-1 | N/A | N/A | N/A | N/A | N/A | N/A | N/A | N/A | N/A | N/A
N/A | N/A | N/A | N/A | N/A | N/A | N/A | 1 | N/A | N/A | N/A | N/A | N/A | N/A
K Controls | Control Monitor 007 | SBX-7RM22/3 | N/A | N/A | N/A | N/A | N/A | N/A | 053893/002 | N/A | N/A | N/A | N/A
K Controls | Control Monitor 007 | SBZ-01230/1 | N/A | N/A | N/A | N/A | N/A | N/A | 050863/029 | N/A | N/A | N/A | N/A
N/A | N/A | N/A | N/A | N/A | N/A | N/A | N/A | 1 | N/A | N/A | N/A | N/A | N/A
N/A | N/A | N/A | N/A | N/A | N/A | N/A | N/A | 1 | N/A | N/A | N/A | N/A | N/A
N/A | N/A | N/A | N/A | N/A | N/A | N/A | N/A | 1 | N/A | N/A | N/A | N/A | N/A
N/A | N/A | N/A | N/A | N/A | N/A | N/A | N/A | 1 | N/A | N/A | N/A | N/A | N/A
N/A | Hose | N/A | 1CSA7988-1 | N/A | N/A | N/A | N/A | N/A | RL4000 | 5M | N/A | N/A | N/A
Schmersal | N/A | N/A | MV8H-330-11y-M20-1366 | N/A | N/A | N/A | N/A | N/A | 60947-5-1 | N/A | N/A | N/A | N/A
N/A | Thermal Relay | N/A | A7595627-198 | N/A | 9840 | 318160-A | 8 | 1 | N/A | N/A | N/A | N/A | N/A
N/A | Thermal Relay | N/A | A7595627-198 | N/A | 9840 | 318160-A | 8 | 1 | N/A | N/A | N/A | N/A | N/A
N/A | Push Button | N/A | 1CSA7957-1 | N/A | 9830 | 1CS60104-A | 9 | 4 | N/A | N/A | N/A | N/A | N/A
STNC | Solenoid Valve | N/A | TG2521-08 | N/A | N/A | N/A | N/A | N/A | N/A | N/A | N/A | N/A | N/A
STNC | Solenoid Valve | N/A | TG2521-08 | N/A | N/A | N/A | N/A | N/A | N/A | N/A | N/A | N/A | N/A
N/A | Knife Blade Breaker | N/A | 1CSA6741-1 | N/A | 9840 | 1CS59693-B | 17 | 2 | N/A | N/A | N/A | N/A | N/A
N/A | Lock washer (folded) | N/A | T3910-179 | N/A | N/A | 2424353-A | 2 | 4 | N/A | N/A | N/A | N/A | N/A
Herberholz | N/A | N/A | 3091-05-310-HN | N/A | N/A | N/A | N/A | N/A | 23-SP-011-412-1 | N/A | N/A | N/A | N/A
N/A | Relay Socket | N/A | 1CSA6726-1 | N/A | 9840 | 1CS59693-A | 3 | 1 | N/A | N/A | N/A | N/A | N/A
N/A | Thermal Relay | N/A | 1CSA6737-1 | N/A | 9840 | 1CS59693-A | 13 | 1 | N/A | N/A | N/A | N/A | N/A
Ziehl | Temperature Monitoring Device | MSR220KA | C88032-001 | N/A | N/A | N/A | N/A | N/A | PTB02ATEX3058 | N/A | N/A | N/A | N/A
Minimax | Flame detector | FMX3501 | 2046967-1 | N/A | 9830 | 1CS60104-C | 6 | 1 | N/A | N/A | N/A | N/A | N/A
ABB | Thermal Relay | TA75 DU | A7595627-201 | N/A | 9840 | 318160-A | 11 | 1 | N/A | N/A | N/A | N/A | N/A
CEWE Instrument | Digital Programmable Transducer | DP344 | 22894101 | N/A | N/A | N/A | N/A | N/A | N/A | N/A | N/A | N/A | N/A
ABB | Thermal Relay | TA75 DU | A7595627-200 | N/A | 9840 | 318160-A | 10 | 1 | N/A | N/A | N/A | N/A | N/A
Fema | Pressure Switch | DWR16 | N/A | N/A | N/A | N/A | N/A | N/A | N/A | N/A | N/A | N/A | N/A
Fema | Pressure Switch | DWR16 | N/A | N/A | N/A | N/A | N/A | N/A | N/A | N/A | N/A | N/A | N/A
ABB | Axuiliary contact | N/A | A7595210-47 | N/A | 9840 | 318160-A | 7 | 1 | N/A | N/A | N/A | N/A | N/A
ABB | Axuiliary contact | N/A | 1CSA6754-1 | N/A | 9840 | 1CS59693-A | 9 | 1 | N/A | N/A | N/A | N/A | N/A
Kistler | N/A | 6052C | N/A | N/A | N/A | N/A | N/A | N/A | 3032786 | N/A | N/A | N/A | N/A
Kistler | N/A | N/A | 18000583 | N/A | N/A | N/A | N/A | N/A | 1655Csp | N/A | N/A | N/A | N/A
ABB | Thermal Relay | TA75 DU | A7595627-199 | N/A | 9840 | 318160-A | 9 | 1 | N/A | N/A | N/A | N/A | N/A
Kema Keur | Passive Components Terminal | N/A | 1CSA7468-1 | N/A | 9840 | 1CS59693-A | 29 | 1 | N/A | N/A | N/A | N/A | N/A
Airtec | N/A | N/A | N/A | N/A | N/A | N/A | N/A | N/A | KN05310-HN | 0665-02-0606 | N/A | N/A | N/A
Norgren | Pressuer Switch | N/A | 1CSA1103-1 | N/A | 9830 | 1CS61434-C | 2 | 1 | 882100 | 30244 | N/A | N/A | N/A
Norgren | Pressuer Switch | N/A | 1CS35397-5 | N/A | N/A | 1CS61454-C | 15 | 1 | N/A | N/A | N/A | N/A | N/A
Norgren | Pressuer Switch | N/A | 1CS35397-6 | N/A | N/A | 1CS61454-C | 16 | 1 | N/A | N/A | N/A | N/A | N/A
Norgren | N/A | N/A | 8273401.9101 | N/A | N/A | N/A | N/A | N/A | W2QFC29AA021 | 4307 | N/A | N/A | N/A
Axel Larsson | N/A | N/A | 9532720C21 | N/A | N/A | N/A | 10 | 1 | 492453C2H | N/A | N/A | N/A | N/A
Axel Larsson | N/A | N/A | 9532720C21 | N/A | N/A | N/A | 10 | 1 | 492453C2H | N/A | N/A | N/A | N/A
ABB | Contactor | N/A | A7595350-11 | N/A | N/A | 318160-A | 6 | 1 | N/A | N/A | N/A | N/A | N/A
N/A | Brushholder | N/A | 125APE | N/A | N/A | N/A | N/A | 2 | N/A | N/A | N/A | N/A | N/A
Norgren | N/A | N/A | 9501430 | N/A | N/A | N/A | N/A | N/A | B2094 | N/A | N/A | N/A | N/A
Schmersal | Limit Switch | N/A | 1CS25274-3 | N/A | 9830 | 1CS61454-C | 3 | 1 | N/A | N/A | N/A | N/A | N/A
Schmersal | Limit Switch | N/A | N/A | N/A | N/A | N/A | N/A | 1 | MV8H330-11y-M20-1366 | 80947-5-1 | N/A | N/A | N/A
Schmersal | Limit Switch | N/A | N/A | N/A | N/A | N/A | N/A | 1 | MV8H330-11y-M20-1366 | 60947-5-1 | N/A | N/A | N/A
N/A | Passive Components Bare cable conn. | N/A | 1CSA7474-1 | N/A | 9840 | 1CS59693-A | 35 | 1 | N/A | N/A | N/A | N/A | N/A
N/A | Diode | N/A | 1CSA6739-1 | N/A | 9840 | 1CS59693-A | 15 | 2 | N/A | N/A | N/A | N/A | N/A
N/A | Passive Components Crimp socket cap | N/A | 1CSA7471-1 | N/A | 9840 | 1CS59693-A | 32 | 15 | N/A | N/A | N/A | N/A | N/A
N/A | Gas Detector GJ-EX | N/A | N/A | N/A | N/A | N/A | N/A | 1 | N/A | N/A | N/A | N/A | N/A
N/A | Varistor | V571DB40 | N/A | N/A | N/A | N/A | N/A | 1 | 112939 | N/A | N/A | N/A | N/A
N/A | Varistor | V571DB40 | 6279 | N/A | N/A | N/A | N/A | 1 | 112939 | N/A | N/A | N/A | N/A
N/A | Sealing material | N/A | Z371351 | N/A | N/A | N/A | N/A | 2 | N/A | N/A | N/A | N/A | N/A
ABB | Contactor | N/A | 1CSA6723-1 | N/A | 9840 | 1CS59693-A | 1 | 1 | N/A | N/A | N/A | N/A | N/A
N/A | Fuse | N/A | 1CSA6742-1 | N/A | 9840 | 1CS59693-B | 18 | 2 | N/A | N/A | N/A | N/A | N/A
N/A | Fuses, other | N/A | 1CSA9400-1 | N/A | 9840 | 1CS57137-AA | 1 | 2 | N/A | N/A | N/A | N/A | N/A
N/A | Speed Transducer | N/A | T9521-001 | N/A | 9850 | N/A | 30 | 2 | N/A | N/A | N/A | N/A | N/A
Schaffner | N/A | N/A | FN350-12-29 | N/A | N/A | N/A | N/A | N/A | 0844R | N/A | N/A | N/A | N/A
KSR Huebler | Elektrode Relay | N/A | ER119080 | N/A | N/A | N/A | N/A | N/A | N/A | N/A | N/A | N/A | N/A
ABB | Theral Relay | N/A | A7595627-199 | N/A | 9840 | 318160-A | 9 | 1 | N/A | N/A | N/A | N/A | N/A
Specma Seals | Gasket | N/A | 2421235-1 | N/A | 9850 | 2421813-C | 38 | 8 | N/A | N/A | N/A | N/A | N/A
N/A | Push Button | N/A | 1CSA7957-1 | N/A | 9830 | 1CS60104-C | 9 | 4 | N/A | N/A | N/A | N/A | N/A
Axel Larsson | N/A | N/A | 9532706C21 | N/A | N/A | N/A | 20 | 1 | 492453C2H | N/A | N/A | N/A | N/A
Jaeger Connecteurs | N/A | N/A | FFD04M8100P | N/A | N/A | N/A | N/A | 1 | N/A | N/A | N/A | N/A | N/A
Kistler | High Temperature Connecting Cable | N/A | N/A | N/A | N/A | N/A | N/A | 1 | 1655CSP | FA67987 | N/A | N/A | N/A
Kistler | High Temperature Connecting Cable | N/A | 005950 | N/A | N/A | N/A | N/A | 1 | 18000583 | FA1015311 | N/A | N/A | N/A
Bentley Nevada | Speed Transducer | N/A | T9521-001 | N/A | N/A | N/A | 50 | 1 | N/A | N/A | N/A | N/A | N/A
Bentley Nevada | Speed Transducer | N/A | T9521-001 | N/A | 9850 | N/A | 30 | 1 | N/A | N/A | N/A | N/A | N/A
N/A | N/A | N/A | N/A | N/A | N/A | N/A | N/A | N/A | N/A | N/A | N/A | N/A | N/A
N/A | Temperature Sensor Turbine Stator | N/A | 2420904-2 | N/A | N/A | N/A | N/A | N/A | 5803094-002 | 14021172 | N/A | N/A | N/A
N/A | Temperature Sensor Turbine Stator | N/A | 2420904-2 | N/A | N/A | N/A | N/A | N/A | 5803094-002 | 14021173 | N/A | N/A | N/A
N/A | Temperature Sensor Turbine Stator | N/A | 2420906-1 | N/A | N/A | N/A | N/A | N/A | 5803094-001 | 06512060 | N/A | N/A | N/A
N/A | Temperature Sensor Turbine Stator | N/A | 2420906-4 | N/A | N/A | N/A | N/A | N/A | 5803093-004 | 06512055 | N/A | N/A | N/A
N/A | Temperature Sensor Turbine Stator | N/A | 2420906-5 | N/A | 9850 | N/A | 120 | 1 | 5803093-005 | 06512072 | N/A | N/A | N/A
N/A | Temperature Sensor Turbine Stator | N/A | 2420906-2 | N/A | 9850 | N/A | 90 | 1 | 5803093-002 | 06512046 | N/A | N/A | N/A
N/A | Temperature Sensor Turbine Stator | N/A | 2420906-3 | N/A | N/A | N/A | N/A | N/A | 5803093-003 | 06512066 | N/A | N/A | N/A
N/A | Temperature Sensor Turbine Stator | N/A | 2420906-2 | N/A | N/A | N/A | N/A | N/A | 5803093-002 | 07041324 | N/A | N/A | N/A
N/A | N/A | N/A | N/A | N/A | N/A | N/A | N/A | N/A | N/A | N/A | N/A | N/A | N/A
N/A | N/A | N/A | MBA10 | N/A | N/A | N/A | N/A | 1 | CT075 | N/A | N/A | N/A | N/A
N/A | N/A | N/A | MBA10 | N/A | N/A | N/A | N/A | 1 | CT031 | N/A | N/A | N/A | N/A
N/A | N/A | N/A | MBA10 | N/A | N/A | N/A | N/A | 1 | CT032 | N/A | N/A | N/A | N/A
N/A | N/A | N/A | MBA10 | N/A | N/A | N/A | N/A | 1 | CT060 | N/A | N/A | N/A | N/A
N/A | N/A | N/A | MBA10 | N/A | N/A | N/A | N/A | 1 | CT045 | N/A | N/A | N/A | N/A
N/A | N/A | N/A | MBA10 | N/A | N/A | N/A | N/A | 1 | CT055 | N/A | N/A | N/A | N/A
N/A | N/A | N/A | MBA10 | N/A | N/A | N/A | N/A | 1 | CT065 | N/A | N/A | N/A | N/A
N/A | N/A | N/A | MBA10 | N/A | N/A | N/A | N/A | 1 | CT050 | N/A | N/A | N/A | N/A
N/A | N/A | N/A | MBA10 | N/A | N/A | N/A | N/A | 1 | CT040 | N/A | N/A | N/A | N/A
N/A | N/A | N/A | MBA10 | N/A | N/A | N/A | N/A | 1 | CT035 | N/A | N/A | N/A | N/A
N/A | N/A | N/A | MBA10 | N/A | N/A | N/A | N/A | 1 | CT030 | N/A | N/A | N/A | N/A
N/A | N/A | N/A | MBA10 | N/A | N/A | N/A | N/A | 1 | CT080 | N/A | N/A | N/A | N/A
N/A | N/A | N/A | MBA10 | N/A | N/A | N/A | N/A | 1 | CT070 | N/A | N/A | N/A | N/A
N/A | N/A | N/A | MBA10 | N/A | N/A | N/A | N/A | 1 | CT085 | N/A | N/A | N/A | N/A
Bussmann | Typower Zilox | 170M4417 | N/A | N/A | N/A | N/A | N/A | 3 | N/A | N/A | N/A | N/A | N/A
Bussmann | Combi-indicator | N/A | N/A | N/A | N/A | N/A | N/A | 3 | 100NHG00G-690 | N/A | N/A | N/A | N/A
ABB | N/A | RPBA-01 | N/A | N/A | N/A | N/A | N/A | 1 | C5250460 | N/A | N/A | N/A | N/A
ABB | MC Interface Board | AINT-14C | 68685826 | N/A | N/A | N/A | N/A | 1 | N/A | N/A | N/A | N/A | N/A
ABB | Plug Connector BO | DSCB-01C | 64637029 | N/A | N/A | N/A | N/A | 1 | N/A | N/A | N/A | N/A | N/A
ABB | Power Supply Board | APOW-01C | 64605666 | N/A | N/A | N/A | N/A | 1 | N/A | N/A | N/A | N/A | N/A
ABB | Snubber Board | DSSC-01C | 64705563 | N/A | N/A | N/A | N/A | 1 | 5210576KK | N/A | N/A | N/A | N/A
ABB | Fuse | 170M6410 | 68335418 | N/A | N/A | N/A | N/A | 3 | N/A | N/A | N/A | N/A | N/A
ABB | Control Unit Kit | RDCU-12C+HW | N/A | N/A | N/A | N/A | N/A | 1 | 3AUA0000043722 | 7153801239 | N/A | N/A | N/A
ABB | Branching Unit | APBU-44C | 64669982 | N/A | N/A | N/A | N/A | 1 | N/A | N/A | N/A | N/A | N/A
ABB | Control Board | DSMB-02C | 6466606 | N/A | N/A | N/A | N/A | 1 | N/A | N/A | N/A | N/A | N/A
ABB | Assessory Board | DSAB-01C | 64630199 | N/A | N/A | N/A | N/A | 1 | N/A | N/A | N/A | N/A | N/A
ABB | Power Supply Board | DSMB-01C | 64691929 | N/A | N/A | N/A | N/A | N/A | N/A | N/A | N/A | N/A | N/A
Amos Sensoren and Massentechnik | N/A | N/A | 690223120D | N/A | N/A | N/A | N/A | N/A | 05175 | 00211 | 690150390A | N/A | N/A
N/A | Spray Control | 0150-50 | DN40ON10-40 | N/A | N/A | N/A | N/A | N/A | N/A | N/A | N/A | N/A | N/A
N/A | N/A | N/A | E1LAB10AT10 | N/A | N/A | N/A | N/A | N/A | N/A | N/A | N/A | N/A | N/A
Benty Nevada | HTVS | N/A | 2408715 | N/A | N/A | N/A | 20 | N/A | N/A | N/A | N/A | N/A | N/A
N/A | N/A | N/A | N/A | N/A | N/A | N/A | N/A | N/A | N/A | N/A | N/A | N/A | N/A
N/A | N/A | N/A | N/A | N/A | N/A | N/A | N/A | N/A | N/A | N/A | N/A | N/A | N/A
N/A | N/A | N/A | N/A | N/A | N/A | N/A | N/A | N/A | RU DN32 | PN16 | DTN2527 | N/A | N/A
N/A | Cable | N/A | 2421267-2 | N/A | 9850 | 2421813-C | 30 | 1 | N/A | N/A | N/A | N/A | N/A
Amos Sensoren und Messtechnik | N/A | SX12K-300 | AWM-41K-150 | N/A | N/A | N/A | N/A | 1 | 00337 | N/A | N/A | N/A | N/A
Amos Sensoren und Messtechnik | N/A | SX12C-300 | AWM-41-150 | N/A | N/A | N/A | N/A | 1 | 00211 | N/A | N/A | N/A | N/A
Bruel & Kjaer | Charge Amplifier | 2661-S-1-025-053 | 006232 | N/A | N/A | N/A | N/A | 1 | N/A | N/A | N/A | N/A | N/A
Moog | Servo Drive | G3L25_UL_N | 006211 | N/A | N/A | N/A | N/A | 1 | N/A | N/A | N/A | N/A | N/A
N/A | N/A | Tmax T2 | RA2896/802-ZZ# | N/A | N/A | N/A | N/A | 1 | RH0012001 | L4002 | N/A | N/A | N/A
N/A | MKV Capacitator | N/A | ER115711/SN72542 | N/A | N/A | N/A | N/A | 1 | N/A | N/A | N/A | N/A | N/A
N/A | Glas | N/A | 1837474-6 | N/A | N/A | N/A | N/A | 2 | N/A | N/A | N/A | N/A | N/A
N/A | Temperature Sensor | T200-410 | 006212 | N/A | N/A | N/A | N/A | N/A | 2425724-1 | N/A | N/A | N/A | N/A
Krafelektronik AB | Transducer | N/A | 1CSA6738-1 | N/A | 9840 | 1CS59693-A | 14 | 1 | N/A | N/A | N/A | N/A | N/A
Moog | Brushless Servomotor | G423_824A | N/A | N/A | N/A | N/A | N/A | N/A | G3L40_UL_N | N/A | N/A | N/A | N/A
N/A | Vibro-Meter | S25950 | N/A | N/A | N/A | N/A | N/A | N/A | 16455 | N/A | N/A | N/A | N/A
N/A | Hydraulic hose | N/A | ER122676 | N/A | N/A | N/A | N/A | N/A | N/A | N/A | N/A | N/A | N/A
Bently Nevada | Conncetion Cable Armored | 84661-17 | K97851 | 008297 | N/A | N/A | N/A | N/A | N/A | N/A | N/A | N/A | N/A
Bently Nevada | Conncetion Cable Armored | 84661-17 | K97851 | 008297 | N/A | N/A | N/A | N/A | N/A | N/A | N/A | N/A | N/A
Bently Nevada | Conncetion Cable Armored | 84661-17 | K97851 | 008298 | N/A | N/A | N/A | N/A | N/A | N/A | N/A | N/A | N/A
Bently Nevada | Conncetion Cable Armored | 84661-17 | K97851 | 008298 | N/A | N/A | N/A | N/A | N/A | N/A | N/A | N/A | N/A
Bently Nevada | Conncetion Cable Armored | 84661-17 | K97851 | 008297 | N/A | N/A | N/A | N/A | N/A | N/A | N/A | N/A | N/A
Bently Nevada | Conncetion Cable Armored | 84661-17 | K97851 | 008298 | N/A | N/A | N/A | N/A | N/A | N/A | N/A | N/A | N/A
Specam Seals | Gasket | N/A | 1CSA21713-1 | N/A | N/A | N/A | N/A | N/A | N/A | N/A | N/A | N/A | N/A
Axel Larsson | Switchbox | N/A | 2036608 | N/A | 9830 | 1CS616453-C | 1 | 1 | N/A | N/A | N/A | N/A | N/A
IMI Herion | N/A | N/A | 2623001 | N/A | N/A | N/A | N/A | 3 | 9032833 | N/A | N/A | N/A | N/A
Herion | N/A | N/A | N/A | N/A | N/A | N/A | N/A | N/A | 2-10 | 8026670 | A6034 | N/A | N/A
Axel Larsson | Switchbox | N/A | N/A | N/A | N/A | N/A | N/A | N/A | 258240 | E4L-MEC IP67 | RCS-459 | N/A | N/A
Axel Larsson | Solenoid Valve | N/A | 2038753-1 | N/A | 9830 | 1CS61454-C | 7 | 1 | N/A | N/A | N/A | N/A | N/A
Axel Larsson | Solenoid Valve | N/A | 2038753-5 | N/A | 9830 | 1CS61456-C | 2 | 1 | N/A | N/A | N/A | N/A | N/A
Axel Larsson | Solenoid Valve | N/A | 2038752-1 | N/A | 9830 | 1CS61453-C | 3 | 1 | N/A | N/A | N/A | N/A | N/A
Minimax | N/A | N/A | N/A | N/A | N/A | N/A | N/A | 1 | FMX3501EX | 903143 | 903139 | N/A | N/A
Norgren | Pressure Switch | N/A | 1CS35397-5 | N/A | 9830 | 1CS61454-C | 15 | 1 | N/A | N/A | N/A | N/A | N/A
Norgren | Pressure Switch | N/A | 1CS35397-6 | N/A | 9830 | 1CS61454-C | 16 | 1 | N/A | N/A | N/A | N/A | N/A
Stahl | Equipment | N/A | 1CSA11480-2 | N/A | 9830 | 1CS60104-C | 7 | 1 | N/A | N/A | N/A | N/A | N/A
N/A | N/A | N/A | N/A | N/A | N/A | N/A | N/A | 3 | N/A | N/A | N/A | N/A | N/A
Axel Larsson | Switchbox | N/A | N/A | N/A | N/A | N/A | N/A | N/A | 258240 | E4L-MEC IP67 | RCS-459 | N/A | N/A
Minimax | N/A | N/A | N/A | N/A | N/A | N/A | N/A | N/A | WMX1000F90EX | 801573 | 761185 | N/A | N/A
K Controls | Switchbox | SLB-70M12 | N/A | N/A | N/A | N/A | N/A | 1 | 007-M1 | N/A | N/A | N/A | N/A
N/A | N/A | N/A | N/A | N/A | N/A | N/A | N/A | N/A | N/A | N/A | N/A | N/A | N/A
Minimax | Fire Extinguishing System | N/A | 1CS28666-1 | N/A | 9830 | 1CS60104-C | 2 | 1 | 885738 | 129569 | N/A | N/A | N/A
Delta Controls Limited | Pressure Switch | N/A | 3820314-3 | N/A | 9850 | 2421813-C | 20 | 1 | W3101CC202A001893 | N/A | N/A | N/A | N/A
N/A | N/A | N/A | N/A | N/A | N/A | N/A | N/A | N/A | N/A | N/A | N/A | N/A | N/A
Spraying Systems Co. | N/A | N/A | N/A | N/A | N/A | N/A | N/A | N/A | 83102-3/8-100 | N/A | N/A | N/A | N/A
Custom Control Sensors | Pressure Switch | 6900GZ12-7077 | 3820313-5 | N/A | 9830 | 1CS61420-C | 11 | 1 | N/A | N/A | N/A | N/A | N/A
IMI Norgren | Operating Device | N/A | 1CSA11004-1 | N/A | 9830 | 1CS61434-C | 3 | 1 | 8254403.9154 | N/A | N/A | N/A | N/A
N/A | Valve C02- bottle valve | N/A | 1CSA7635-1 | N/A | N/A | 1CS60104-C | 3 | 1 | N/A | N/A | N/A | N/A | N/A
N/A | Double Brush Holder | CDHm1KLA820 | N/A | N/A | N/A | N/A | N/A | 4 | N/A | N/A | N/A | N/A | N/A
N/A | Double Brush Holder | CDHm1KLA820 | 105014 | N/A | N/A | N/A | N/A | 2 | 24070783701 | N/A | N/A | N/A | N/A
Bartec | N/A | N/A | 07-2954-1030/90 | N/A | N/A | N/A | N/A | N/A | PTB03ATEX1142X | 020607 | N/A | N/A | N/A
N/A | N/A | N/A | N/A | N/A | N/A | N/A | N/A | N/A | LFC554 | HZD | AG20 | NGK | N/A
N/A | N/A | N/A | N/A | N/A | N/A | N/A | 1 | 1 | 4229 0186 | N/A | N/A | N/A | N/A
N/A | Push Button | N/A | 1CSA7957-2 | N/A | 9830 | 1CS60104-C | 8 | 1 | N/A | N/A | N/A | N/A | N/A
N/A | Signal Exchange Cable | N/A | 007161 | N/A | N/A | N/A | N/A | 1 | KW5 | N/A | N/A | N/A | N/A
N/A | Cooling Fan | N/A | 2037004-3 | N/A | 9830 | 1CS61420-C | 10 | 1 | N/A | N/A | N/A | N/A | N/A
N/A | N/A | N/A | 5803092-001 | N/A | N/A | N/A | N/A | 1 | 2420910-1 | 07120782 | N/A | N/A | N/A
N/A | N/A | N/A | 5803092-001 | N/A | N/A | N/A | N/A | 1 | 2420910-1 | 07120780 | N/A | N/A | N/A
N/A | N/A | N/A | 2426957-1 | N/A | N/A | N/A | 10 | 1 | 7000506277 | N/A | N/A | N/A | N/A
N/A | N/A | N/A | N/A | N/A | N/A | N/A | N/A | 1 | N/A | N/A | N/A | N/A | N/A
Electro PJP | N/A | N/A | N/A | N/A | N/A | N/A | N/A | 1 | IEC6101-031:2002/A1:2008 | N/A | N/A | N/A | N/A
N/A | N/A | N/A | N/A | N/A | N/A | N/A | N/A | 1 | N/A | N/A | N/A | N/A | N/A
N/A | N/A | N/A | 5803092-001 | N/A | N/A | N/A | N/A | 1 | 2420910-1 | 07120781 | N/A | N/A | N/A
N/A | N/A | N/A | N/A | N/A | N/A | N/A | N/A | 1 | N/A | N/A | N/A | N/A | N/A
N/A | N/A | N/A | 5803092-001 | N/A | N/A | N/A | N/A | 1 | 2420910-1 | 07092103 | N/A | N/A | N/A
N/A | N/A | N/A | 5803092-001 | N/A | N/A | N/A | N/A | 1 | 2420910-1 | 07092107 | N/A | N/A | N/A
N/A | N/A | N/A | 5803092-001 | N/A | N/A | N/A | N/A | 1 | 2420910-1 | 07092109 | N/A | N/A | N/A
N/A | Block for Put Down Body | D=355 | 283115 | N/A | N/A | N/A | N/A | 1 | 4-283115 | Special tools | N/A | N/A | N/A
N/A | Block for Put Down Body | N/A | 283112 | N/A | N/A | N/A | N/A | 1 | 4-283112 | Special tools | N/A | N/A | N/A
K Controls | 007 Control Monitor | SBZ-01230/1 | N/A | N/A | N/A | N/A | N/A | 1 | 051234/001 | N/A | N/A | N/A | N/A
N/A | Butterfly valves | N/A | N/A | N/A | N/A | N/A | N/A | 2 | N/A | N/A | N/A | N/A | N/A
Siemenes | Opening frame | N/A | N/A | 3560 | N/A | N/A | N/A | 1 | 2423 671-A | Service tool in the container | N/A | N/A | N/A
Siemens | Erection tools | N/A | N/A | N/A | 4104 | 80049920-C | 36 | 1 | 80049388-A | Service tool in the container | N/A | N/A | N/A
Siemens | Beam telescopic, assy | N/A | N/A | N/A | 2921 | 2421646-B | 42 | 1 | 2422631-A | Service tool in the container | N/A | N/A | N/A
N/A | Sliding tool | N/A | N/A | N/A | N/A | N/A | N/A | 1 | N/A | Service tool in the container | N/A | N/A | N/A
N/A | Shaft cover | N/A | N/A | 8004 9782 | N/A | N/A | N/A | 2 | N/A | N/A | N/A | N/A | N/A
Siemens | Turbine blades row 1 | T Blade #1 | N/A | 2423974-C/A | N/A | N/A | N/A | 84 | 2421649-1 | N/A | N/A | N/A | N/A
Siemens | Turbine blades row 2 | T Blade #2 | N/A | 2423768-C/B | N/A | N/A | N/A | 74 | 243 767 1 | N/A | N/A | N/A | N/A
Siemens | Turbine blades row 3 | T Blade #3 | N/A | 2424818-1 | N/A | N/A | N/A | 68 | 2420083-1 | N/A | N/A | N/A | N/A
Siemens | Turbine vanes row 1 | GV1 | N/A | 2423972-A/B | N/A | N/A | N/A | 47 | 2420-023-1 | N/A | N/A | N/A | N/A
Siemens | Turbine vanes row 2 | GV2 | N/A | 2423937-81A | N/A | N/A | N/A | 48 | 2422953-1 | N/A | N/A | N/A | N/A
Siemens | Turbine vanes row 3 | GV3 | N/A | 2424964-A | N/A | N/A | N/A | 24 | 2422-908-1 | N/A | N/A | N/A | N/A
Siemens (GE service) | Turbine blades row 1 | T Blade #1 | N/A | 2423974-C/A | N/A | N/A | N/A | 69 | 2421649-1 | N/A | N/A | N/A | N/A
Siemens (GE service) | Turbine blades row 2 | T Blade #2 | N/A | 2423 767 1 | N/A | N/A | N/A | 74 | RECO | N/A | N/A | N/A | N/A
Siemens (GE service) | Turbine blades row 3 | T Blade #3 | N/A | 2420083-1 | N/A | N/A | N/A | 62 | RECO | N/A | N/A | N/A | N/A
Siemens (GE service) | Turbine vanes row 1 | GV1 | N/A | 2423483-A | N/A | N/A | N/A | 43 | 2420-023-1 | N/A | N/A | N/A | N/A
Siemens (GE service) | Turbine vanes row 2 | GV2 | N/A | 2422954-81A | N/A | N/A | N/A | 44 | 2422953-1 | N/A | N/A | N/A | N/A
Siemens (GE service) | Turbine vanes row 3 | GV3 | N/A | 2422909-A | N/A | N/A | N/A | 28 | 2422-908-1 | N/A | N/A | N/A | N/A